## TCOS
[7 empty] | Twelve Months Ended |  | 2023
AEP East Companies
Transmission Cost of Service Formula Rate
Utilizing Actual/Projected FERC Form 1 Data
Ohio Power Company
Line | [8 empty] | Transmission
No. | [8 empty] | Amount
1 | REVENUE REQUIREMENT (w/o incentives) | (ln 130) | [6 empty] | 434070223.0887
|  |  |  | Total |  | Allocator
2 | REVENUE CREDITS | (Worksheet E Ln 8) (Note A) |  | 11865000 |  | DA | 1 |  | 11865000
3 | Facility Credits under PJM OATT Section 30.9 | (Worksheet E Ln 9) (Note X) | [6 empty] | 7784812.08
4 | REVENUE REQUIREMENT For All Company Facilities | (ln 1 less ln 2 plus ln 3) | [6 empty] | 429990035.1687
MEMO: The Carrying Charge Calculations on lines 7 to 12 below are used in calculating project revenue requirements billed through PJM Schedule 12, Transmission Enhancement Charges. The total non-incentive revenue requirements for these projects shown on line 5 is included in the total on line 4.
5 | Revenue Requirement for PJM Schedule 12 Facilities (w/o incentives) (Worksheet J/K) |  |  | 9649958.2097 |  | DA | 1 |  | 9649958.2097
6 | NET PLANT CARRYING CHARGE w/o intra-AEP charges or credits or ROE incentives (Note B)
7 | Annual Rate | ( (ln 1 - ln 95)/((ln 42) x 100) ) | [6 empty] | 18.52%
8 | Monthly Rate | (ln 7 / 12) | [6 empty] | 1.543%
9 | NET PLANT CARRYING CHARGE ON LINE 7 , w/o depreciation or ROE incentives (Note B)
10 | Annual Rate | ( (ln 1 - ln 95 - ln 100 ) /((ln 42) x 100) ) | [6 empty] | 15.35%
11 | NET PLANT CARRYING CHARGE ON LINE 10, w/o Return, income taxes or ROE incentives (Note B)
12 | Annual Rate | ( (ln 1 - ln 95 - ln 100 - ln 125 - ln 126) /((ln 42) x 100) ) | [6 empty] | 8.369%
13 | ADDITIONAL REVENUE REQUIREMENT for projects w/ incentive ROE's (Note B) (Worksheet J/K)
14 | REVENUE REQUIREMENT FOR SCHEDULE 1A CHARGES
15 | Total Load Dispatch & Scheduling (Account 561) | Line 75 Below | [6 empty] | 700000
16 | Less: Load Dispatch - Scheduling, System Control and Dispatch Services (321.88.b) | [7 empty] | 80000
17 | Less: Load Dispatch - Reliability, Planning & Standards Development Services (321.92.b) | [7 empty] | 0
18 | Total 561 Internally Developed Costs | (Line 15 - Line 16 - Line 17) | [6 empty] | 620000
AEP East Companies
Transmission Cost of Service Formula Rate
Utilizing Actual/Projected FERC Form 1 Data
Ohio Power Company
| (1) | (2) |  | (3) |  | (4) |  |  | (5)
|  | Data Sources | [6 empty] | Total
| RATE BASE CALCULATION | (See "General Notes") |  | TO Total |  | Allocator |  |  | Transmission
Line |  |  |  | NOTE C
No. | GROSS PLANT IN SERVICE
19 | Production | (Worksheet A ln 14.(b)) |  | 0 |  | NA | 0 |  | 0
20 | Less: Production ARO (Enter Negative) | (Worksheet A ln 14.(c)) |  | 0 |  | NA | 0 |  | 0
21 | Transmission | (Worksheet A ln 14.(d) & TCOS Ln 134) |  | 3260929307.6923 |  | DA |  |  | 3260929307.6923
22 | Less: Transmission ARO (Enter Negative) | (Worksheet A ln 14.(e)) |  | -3000 |  | TP | 1 |  | -3000
23 | Distribution | (Worksheet A ln 14.(f)) |  | 6697972461.5385 |  | NA | 0 |  | 0
24 | Less: Distribution ARO (Enter Negative) | (Worksheet A ln 14.(g)) |  | -2992000 |  | NA | 0 |  | 0
25 | General Plant | (Worksheet A ln 14.(h)) |  | 846338153.8462 |  | W/S | 0.12769 |  | 108067735.0083
26 | Less: General Plant ARO (Enter Negative) | (Worksheet A ln 14.(i)) |  | -610000 |  | W/S | 0.12769 |  | -77890.0467
27 | Intangible Plant | (Worksheet A ln 14.(j)) |  | 290983846.1538 |  | W/S | 0.12769 |  | 37155320.2877
28 | TOTAL GROSS PLANT | (sum lns 19 to 27) |  | 11092618769.2308 |  | GP | 0.30706 |  | 3406071472.9415
[6 empty] | GTD= | 0.32754
29 | ACCUMULATED DEPRECIATION AND AMORTIZATION
30 | Production | (Worksheet A ln 28.(b)) |  | 0 |  | NA | 0 |  | 0
31 | Less: Production ARO (Enter Negative) | (Worksheet A ln 28.(c)) |  | 0 |  | NA | 0 |  | 0
32 | Transmission | (Worksheet A ln 28.(d) & ln 43.(c)) |  | 931995923.0769 |  | TP1= | 1 |  | 931995923.0769
33 | Less: Transmission ARO (Enter Negative) | (Worksheet A ln 28.(e)) |  | -3000 |  | TP1= | 1 |  | -3000
34 | Distribution | (Worksheet A ln 28.(f)) |  | 1900264076.9231 |  | NA | 0 |  | 0
35 | Less: Distribution ARO (Enter Negative) | (Worksheet A ln 28.(g)) |  | -2992000 |  | NA | 0 |  | 0
36 | General Plant | (Worksheet A ln 28.(h)) |  | 154088846.1538 |  | W/S | 0.12769 |  | 19675389.2262
37 | Less: General Plant ARO (Enter Negative) | (Worksheet A ln 28.(i)) |  | -360000 |  | W/S | 0.12769 |  | -45967.8964
38 | Intangible Plant | (Worksheet A ln 28.(j)) |  | 137984461.5385 |  | W/S | 0.12769 |  | 17619042.8814
39 | TOTAL ACCUMULATED DEPRECIATION | (sum lns 30 to 38) |  | 3120978307.6923 |  |  |  |  | 969241387.2881
40 | NET PLANT IN SERVICE
41 | Production | (ln 19 + ln 20 - ln 30 - ln 31) |  | 0 |  |  |  |  | 0
42 | Transmission | (ln 21 + ln 22 - ln 32 - ln 33) |  | 2328933384.6154 |  |  |  |  | 2328933384.6154
43 | Distribution | (ln 23 + ln 24 - ln 34 - ln 35) |  | 4797708384.6154 |  |  |  |  | 0
44 | General Plant | (ln 25 + ln 26 - ln 36 - ln 37) |  | 691999307.6923 |  |  |  |  | 88360423.6318
45 | Intangible Plant | (ln 27 - ln 38) |  | 152999384.6154 |  |  |  |  | 19536277.4063
46 | TOTAL NET PLANT IN SERVICE | (sum lns 41 to 45) |  | 7971640461.5385 |  | NP | 0.30569 |  | 2436830085.6534
47 | DEFERRED TAX ADJUSTMENTS TO RATE BASE | (Note D)
48 | Account No. 281.1 (enter negative) | (Worksheet B, ln 2 & ln 5.E) |  | 0 |  | NA |  |  | 0
49 | Account No. 282.1 (enter negative) | (Worksheet B, ln 7 & ln 10.E) |  | -1492601500 |  | DA |  |  | -494438000
50 | Account No. 283.1 (enter negative) | (Worksheet B, ln 12 & ln 15.E) |  | -153636500 |  | DA |  |  | -29800500
51 | Account No. 190.1 | (Worksheet B, ln 17 & ln 20.E) |  | 80764500 |  | DA |  |  | 16189500
52 | Account No. 255 (enter negative) | (Worksheet B, ln 24 & ln 25.E) |  | 500 |  | DA |  |  | 0
53 | TOTAL ADJUSTMENTS | (sum lns 48 to 52) |  | -1565473000 |  |  |  |  | -508049000
54 | PLANT HELD FOR FUTURE USE | (Worksheet A ln 44.(e) & ln 45.(e)) |  | 5000000 |  | DA |  |  | 3000000
55 | REGULATORY ASSETS | (Worksheet A ln 51.(e)) |  | 0 |  | DA |  |  | 0
56 | UNFUNDED RESERVES (ENTER NEGATIVE) (NOTE Y) | (Worksheet A ln 54.(e)) |  | -276000 |  | W/S | 0.12769 |  | -35242.0539
57 | WORKING CAPITAL | (Note E)
58 | Cash Working Capital | (1/8 * ln 78) |  | 6754375 |  |  |  |  | 6754375
59 | Transmission Materials & Supplies | (Worksheet C, ln 2.(F)) |  | 1018000 |  | TP | 1 |  | 1018000
60 | A&G Materials & Supplies | (Worksheet C, ln 3.(F)) |  | 142000 |  | W/S | 0.12769 |  | 18131.7814
61 | Stores Expense | (Worksheet C, ln 4.(F)) |  | 0 |  | GP | 0.30706 |  | 0
62 | Prepayments (Account 165) - Labor Allocated | (Worksheet C, ln 8.G) |  | 268438973.5533 |  | W/S | 0.12769 |  | 34276597.041
63 | Prepayments (Account 165) - Gross Plant | (Worksheet C, ln 8.F) |  | 7128495.8797 |  | GP | 0.30706 |  | 2188857.9213
64 | Prepayments (Account 165) - Transmission Only | (Worksheet C, ln 8.E) |  | 0 |  | DA | 1 |  | 0
65 | Prepayments (Account 165) - Unallocable | (Worksheet C, ln 8.D) |  | -265048213.1089 |  | NA | 0 |  | 0
66 | TOTAL WORKING CAPITAL | (sum lns 58 to 65) |  | 18433631.3241 |  |  |  |  | 44255961.7437
67 | IPP CONTRIBUTIONS FOR CONSTRUCTION | (Note F) (Worksheet D, ln 8.B) |  | 0 |  | DA | 1 |  | 0
68 | RATE BASE (sum lns 46, 53, 54, 55, 56, 66, 67) |  |  | 6429325092.8626 |  |  |  |  | 1976001805.3432
AEP East Companies
Transmission Cost of Service Formula Rate
Utilizing Actual/Projected FERC Form 1 Data
Ohio Power Company
| (1) | (2) |  | (3) |  | (4) |  |  | (5)
| EXPENSE, TAXES, RETURN & REVENUE | Data Sources | [6 empty] | Total
| REQUIREMENTS CALCULATION | (See "General Notes") |  | TO Total |  | Allocator |  |  | Transmission
Line
No. | OPERATION & MAINTENANCE EXPENSE
69 | Production | 321.80.b |  | 999650000
70 | Distribution | 322.156.b |  | 219529000
71 | Customer Related Expense | 322 & 323.164,171,178.b |  | 161840000
72 | Regional Marketing Expenses | 322.131.b |  | 0
73 | Transmission | 321.112.b |  | 750590000
74 | TOTAL O&M EXPENSES | (sum lns 69 to 73) |  | 2131609000
75 | Less: Total Account 561 | (Note G) (Worksheet F, ln 14.C) |  | 700000
76 | Less: Account 565 | (Note H) 321.96.b |  | 750007000
77 | Less: Regulatory Deferrals & Amortizations | (Note I) (Worksheet F, ln 4.C) |  | -54152000
78 | Total O&M Allocable to Transmission | (lns 73 - 75 - 76 - 77) |  | 54035000 |  | TP | 1 |  | 54035000
79 | Administrative and General | 323.197.b (Notes J and M) |  | 72729000
80 | Less: Acct. 924, Property Insurance | 323.185.b |  | 2598000
81 | Acct. 9260039 PBOP Expense | PBOP Worksheet O Line 9 & 10, (Note K) |  | -13441000
82 | Acct. 9260057 PBOP Medicare Subsidy | PBOP Worksheet O Line 11, (Note K) |  | 0
83 | PBOP Expense Billed From AEPSC | PBOP Worksheet O Line 13, (Note K) |  | -4292000
84 | Acct. 928, Reg. Com. Exp. | 323.189.b |  | 6458000
85 | Acct. 930.1, Gen. Advert. Exp. | 323.191.b |  | 405000
86 | Acct. 930.2, Misc. Gen. Exp. | 323.192.b |  | 4495000
87 | Balance of A & G | (ln 79 - sum ln 80 to ln 86) |  | 76506000 |  | W/S | 0.12769 |  | 9768944.1235
88 | Plus: Acct. 924, Property Insurance | (ln 80) |  | 2598000 |  | GP | 0.30706 |  | 797735.3113
89 | Acct. 928 - Transmission Specific | Worksheet F ln 20.(E) (Note L) |  | 34000 |  | TP | 1 |  | 34000
90 | Acct 930.1 - Only safety related ads -Direct | Worksheet F ln 37.(E) (Note L) |  | 0 |  | TP | 1 |  | 0
91 | Acct 930.2 - Misc Gen. Exp. - Trans | Worksheet F ln 43.(E) (Note L) |  | 418000 |  | DA | 1 |  | 418000
92 | Settlement Approved PBOP Recovery | PBOP Worksheet O, Col. C (Note M) |  | 13757151 |  | W/S | 0.12769 |  | 1756631.3677
93 | A & G Subtotal | (sum lns 87 to 92) |  | 93313151 |  |  |  |  | 12775310.8025
94 | O & M EXPENSE SUBTOTAL | (ln 78 + ln 93) |  | 147348151 |  |  |  |  | 66810310.8025
95 | Plus: Transmission Lease Payments To Affiliates in Acct 565 (Company Records) (Note H) |  |  | 2740000 |  | DA | 1 |  | 2740000
96 | TOTAL O & M EXPENSE | (ln 94 + ln 95) |  | 150088151 |  |  |  |  | 69550310.8025
97 | DEPRECIATION AND AMORTIZATION EXPENSE
98 | Production | 336.2-6.f |  |  |  | NA | 0 |  | 0
99 | Distribution | 336.8.f |  | 222169000 |  | NA | 0 |  | 0
100 | Transmission | 336.7.f |  | 73725000 |  | TP1 | 1 |  | 73725000
101 | General | 336.10.f |  | 21035000 |  | W/S | 0.12769 |  | 2685929.7263
102 | Intangible | 336.1.f |  | 47782000 |  | W/S | 0.12769 |  | 6101216.7426
103 | TOTAL DEPRECIATION AND AMORTIZATI0N | (Ln 98+99+ 100+101+102) |  | 364711000 |  |  |  |  | 82512146.4689
104 | TAXES OTHER THAN INCOME | (Note N)
105 | Labor Related
106 | Payroll | Worksheet H ln 24.(D) |  | 6266000 |  | W/S | 0.12769 |  | 800096.7751
107 | Plant Related
108 | Property | Worksheet H ln .(C) |  | 371979000 |  | DA |  |  | 118514442.9895
109 | Gross Receipts/Sales & Use | Worksheet H ln 24.(F) |  | 158360000 |  | NA | 0 |  | 0
110 | Other | Worksheet H ln 24.(E) |  | -1000 |  | GP | 0.30706 |  | -307.0575
111 | TOTAL OTHER TAXES | (sum lns 106 to 110) |  | 536604000 |  |  |  |  | 119314232.7072
112 | INCOME TAXES | (Note O)
113 | T=1 - {[(1 - SIT) * (1 - FIT)] / (1 - SIT * FIT * p)} = |  |  | 21.98%
114 | EIT=(T/(1-T)) * (1-(WCLTD/WACC)) = |  |  | 20.32%
115 | where WCLTD=(ln 154) and WACC = (ln 157)
116 | and FIT, SIT & p are as given in Note O.
117 | GRCF=1 / (1 - T) = (from ln 113) |  |  | 1.2817
118 | Amortized Investment Tax Credit (enter negative) | (FF1 p.114, ln 19.c) |  | -1000
119 | Excess Deferred Income Tax | (Note U) |  | -28684000 |  | DA |  |  | -7701000
120 | Tax Effect of Permanent and Flow-Through Differences | (Note U) |  | 1839000 |  | DA |  |  | 880000
121 | Income Tax Calculation | (ln 114 * ln 126) |  | 94217801.6575 |  |  |  |  | 28957090.1271
122 | ITC adjustment | (ln 117 * ln 118) |  | -1281.6875 |  | GP | 0.30706 |  | -393.5517
123 | Excess Deferred Income Tax | (ln 117 * ln 119) |  | -36763924.6184 |  |  |  |  | -9870275.5364
124 | Tax Effect of Permanent and Flow-Through Differences | (ln 117 * ln 120) |  | 2357023.3361 |  |  |  |  | 1127885.0113
125 | TOTAL INCOME TAXES | (sum lns 121 to 124) |  | 59809618.6877 |  |  |  |  | 20214306.0503
126 | RETURN ON RATE BASE (Rate Base*WACC) | (ln 68 * ln 157) |  | 463585239.2797 |  |  |  |  | 142479227.0598
127 | INTEREST ON IPP CONTRIBUTION FOR CONST. (Note F) (Worksheet D, ln 2.(B)) |  |  | 0 |  | DA | 1 |  | 0
128 | (Gains) / Losses on Sales of Plant Held for Future Use (Worksheet N, ln 4, Cols. ((F) & (H)) |  |  | 0 |  |  |  |  | 0
129 | Tax Impact on Net Loss / (Gain) on Sales of Plant Held for Future Use (ln 128 * ln114) |  |  | 0 |  |  |  |  | 0
130 | TOTAL REVENUE REQUIREMENT |  |  | 1574798008.9674 |  |  |  |  | 434070223.0887
(sum lns 96, 103, 111, 125, 126, 127, 128, 129)
AEP East Companies
Transmission Cost of Service Formula Rate
Utilizing Actual/Projected FERC Form 1 Data
Ohio Power Company
SUPPORTING CALCULATIONS
ln
No. | TRANSMISSION PLANT INCLUDED IN PJM TARIFF
131 | Total transmission plant | (ln 21) | [6 empty] | 3260929307.6923
132 | Less transmission plant excluded from PJM Tariff (Worksheet A, ln 42, Col. (d)) (Note P) | [7 empty] | 0
133 | Less transmission plant included in OATT Ancillary Services (Worksheet A, ln 42, Col. (b)) (Note Q) | [7 empty] | 0
134 | Transmission plant included in PJM Tariff | (ln 131 - ln 132 - ln 133) | [6 empty] | 3260929307.6923
135 | Percent of transmission plant in PJM Tariff | (ln 134 / ln 131) | [5 empty] | TP= | 1
136 | WAGES & SALARY ALLOCATOR (W/S) | (Note R) | Direct Payroll | Payroll Billed from AEP Service Corp. | Total
137 | Production | 354.20.b | 11000 | 27000 | 38000 | NA | 0 |  | 0
138 | Transmission | 354.21.b | 151000 | 13046000 | 13197000 | TP | 1 |  | 13197000
139 | Regional Market Expenses | 354.22.b | 0 | 0 | 0 | NA | 0 |  | 0
140 | Distribution | 354.23.b | 53003000 | 8327000 | 61330000 | NA | 0 |  | 0
141 | Other (Excludes A&G) | 354.24,25,26.b | 13582000 | 15206000 | 28788000 | NA | 0 |  | 0
142 | Total | (sum lns 137 to 141) | 66747000 | 36606000 | 103353000 |  |  |  | 13197000
143 | Transmission related amount | [6 empty] | W/S= | 0.12769
144 | WEIGHTED AVERAGE COST OF CAPITAL (WACC) | [7 empty] | $
145 | Long Term Interest | (Worksheet M, ln. 37, col. (d)) | [6 empty] | 132026000
146 | Preferred Dividends | (Worksheet M, ln. 71) | [6 empty] | 0
147 | Development of Common Stock:
148 | Proprietary Capital | (Worksheet M, ln. 14, col. (b)) | [6 empty] | 3309600000
149 | Less: Preferred Stock | (Worksheet M, ln. 14, col. (c)) | [6 empty] | 0
150 | Less: Account 216.1 | (Worksheet M, ln. 14, col. (d)) | [6 empty] | 4916000
151 | Less: Account 219 | (Worksheet M, ln. 14, col. (e)) | [6 empty] | 13000
152 | Common Stock | (ln 148 - ln 149 - ln 150 - ln 151) | [6 empty] | 3304671000
[5 empty] | Capital Structure Percentages |  | Cost
153 |  |  |  | $ | Actual | Cap Limit | (Note S) |  | Weighted
154 | Long Term Debt (Note T) Worksheet M, ln 28, col. (g), ln 38, col. (d)) |  |  | 3269917769.2308 | 49.74% | 49.74% | 4.038% |  | 0.020081
155 | Preferred Stock (ln 149) |  |  | 0 | 0% | 0% | 0 |  | 0
156 | Common Stock (ln 152) |  |  | 3304671000 | 50.26% | 50.26% | 10.35% |  | 0.052024
157 | Total (Sum lns 154 to 156) |  |  | 6574588769.2308 |  |  |  | WACC= | 0.072105
158 | Capital Structure Equity Limit (Note Z) | 55%
AEP East Companies
Transmission Cost of Service Formula Rate
Utilizing Actual/Projected FERC Form 1 Data
Ohio Power Company
Letter |  |  | Notes
General Notes: a) References to data from Worksheets are indicated as: Worksheet X, Line#.Column.X
A | Revenue credits include:
1) Forfeited Discounts.
2) Miscellaneous Service Revenues.
3) Rental revenues earned on assets included in the rate base.
4) Revenues for associated business projects provided by employees whose labor and overhead costs are in the transmission cost of service.
5) Other electric revenues.
6) Revenues for grandfathered PTP contracts included in the load divisor.
7) If AEP East companies have any directly assigned transmission facilities, the revenue credits in the AEP East formula rate shall include all revenues associated with those directly assigned transmission facilities, irrespective of whether the loads of the customer are included in the formula rate divisor; provided however, such addition to revenue credits shall not be reflected if the costs of such directly assigned transmission facilities are not included in the transmission plant balances on which the formula rate ATRR is based.
See Worksheet E for details.
B | The annual and monthly net plant carrying charges on page 1 are used to compute the revenue requirement for RTEP sponsored upgrades or those projects receiving approved incentive-ROE's. Interest will be calculated based on Worksheet Q and any over under recovery will be filed and posted as part of the informational filing.
C | Transmission Plant Balances in this study are projected or actual average of 13-month balances.
D | The total-company balances shown for Accounts 281, 282, 283, 190 only reflect ADIT that relates to utility operations. The balance of Account 255 is reduced by prior flowthrough and is completely excluded if the utility chose to utilize amortization of tax credits against FIT expense. An exception to this is pre-1971 ITC balances, which are required to be taken as an offset to rate base. Account 281 is not allocated.
In compliance with FERC Rulemaking the calculation of ADIT in the annual projection will be performed in accordance with IRS regulation Section1.167(I)-I(h)(6)(ii).
RM02-7-000, Asset Retirement Obligation deferrals have been removed from ratebase. Transmission ADIT allocations are shown on WS B.
The company will not include the ADIT portion of deferred hedge gains and losses in rate base. Detailed balances for the projected or actual period, distinguished between utility and non-utility balances, will be filed and posted as part of the information filing.
E | Cash Working Capital assigned to transmission is one-eighth of O&M allocated to transmission, as shown on line 78. It excludes:
1) Load Scheduling & Dispatch Charges in account 561 that are collected in the OATT Ancillary Services Revenue, as shown on line 75.
2) Costs of Transmission of Electricity by Others, as described in Note H.
3) The impact of state regulatory deferrals and amortizations, as shown on line 77
4) All A&G Expenses, as shown on line 93.
F | Consistent with Paragraph 657 of Order 2003-A, the amount on line 67 is equal to the balance of IPP System Upgrade Credits owed to transmission customers that
made contributions toward the construction of System upgrades, and includes accrued interest and unreturned balance of contributions. The annual interest
expense is included on line 127.
G | Removes from the cost of service the Load Scheduling and Dispatch expenses booked to accounts 561.1 through 561.8. Expenses recorded in these accounts, with the exception of 561.4 & 561.8 (lines 16 & 17 above) are recovered in Schedule 1A, OATT ancillary services rates. See Worksheet F, lines 5 through 14, for descriptions and the Form 1 Source of these accounts' balances.
H | Removes cost of transmission service provided by others to determine the basis of cash working capital on line 78. To the extent such service is incurred to provide the PJM service at issue, e.g. lease payments to affiliates, such cost is added back on line 95 to determine the total O&M collected in the formula. The amounts on line 95 is also excluded in the calculation of the FCR percentage calculated on lines 6 through 12.
The addbacks on line 95 of activity recorded in 565 represents inter-company sales or purchases of transmission capacity necessary to meet each AEP company's transmission load relative to their available transmission capacity.
The company records referenced on line 95 is the Ohio Power Company general ledger.
I | Removes the impact of state regulatory deferrals or their amortization from Transmission O&M expense.
J | General Plant and Administrative & General expenses, other than in accounts 924, 928, and 930, will be functionalized based on the Wages & Salaries "W/S" allocator. The allocation basis for accounts 924, 928 and 930 are separately presented in the formula. A change in the allocation method for an account must be approved via a 205 filing with the FERC.
K | These deductions on lines 81 through 83 are to remove from the cost of service the expenses recorded by the company for Postemployment Benefits Other than Pensions (PBOP). See Note M below for the recoverable PBOP expense.
L | Expenses recorded in FERC Accounts 928 (Regulatory Commission Expense), 930.1 (Safety Related Advertising) and 930.2 (Miscellaneouse General Expenses) that are not directly related to or properly allocable to transmission service will be removed from the TCOS. If AEP includes any expenses booked to these accounts in future ATRR updates, AEP must provide supporting information demonstrating that the underlying activities are directly related to providing transmission service. Account 930.2 includes the expenses incurred by the transmission function for Associated Business Development revenues given as a credit to the TCOS on Worksheet E.
M | See note K above. Per the settlement in Docket ER08-1329, recoverable PBOP expense is based on an annual total for the operating companies that is ratioed to them based on the total of actual annual PBOP costs, including charges from the AEP Service Corportation. The calculation of the recoverable amount for each company is shown on Worksheet O.
N | Includes only FICA, unemployment, highway, property and other assessments charged in the current year. Gross receipts, sales & use and taxes related to income are excluded.
O | The currently effective income tax rate, where FIT is the Federal income tax rate; SIT is the State income tax rate, and p =
the percentage of federal income tax deductible for state income taxes. See Worksheet G for the development of the Company's composite SIT.
A utility that elected to utilize amortization of tax credits against taxable income, rather than book tax credits to Account No. 255 and reduce rate base, must reduce its income tax
expense by the amount of the Amortized Investment Tax Credit (Form 1, 266.8.f)
(ln 118) multiplied by (1/1-T) . If the applicable tax rates are zero enter 0.
| Inputs Required: | FIT = | 21%
|  | SIT= | 1.238% | (State Income Tax Rate or Composite SIT. Worksheet G))
|  | p = | 0% | (percent of federal income tax deductible for state purposes)
The formula rate shall reflect the applicable state and federal statutory tax rates in effect during the period the calculated estimated unit charges are applicable.
If the statutory tax rates change during such period, the effective tax rates used in the formula shall be weighted by the number of days the pre-change rate and post-change rate each is in effect.
P | Removes plant excluded from the OATT because it does not meet the PJM's definition of Transmission Facilities or is otherwise ineligible to be recovered under the OATT.
Q | Removes transmission plant (e.g. step-up transformers) included in the development of OATT ancillary service rates and not already removed for reasons indicated in Note P.
R | Includes functional wages & salaries billed by AEP Service Corporation for support of the operating company.
S | Long Term Debt cost rate = Long-Term Interest (ln 145) / Long-Term Debt (ln 154). Preferred Stock cost rate = preferred dividends (ln 146) / preferred outstanding (ln 155).
Common Stock cost rate (ROE) = 10.35%, per the Settlement in FERC Docket No. EL17-13. It includes an additional 50 basis points for PJM RTO Membership.
The amount of eligible hedging gains or losses included in total interest expense is limited to five basis points of the capital structure. Details and calculations of the weighted average cost of captial are shown on Worksheet M. Eligible Hedging Gains and Losses are computed on Worksheet M.The unamortized balance of eligible hedge gains/losses and related ADIT amounts shall not flow through the formula rate.
T | The Long Term Debt balance for I&M includes the accumulated balance of principle and related interest for Spent Nuclear Fuel Disposal Costs collected prior to April 7, 1983.
This total balance of $265,249,280 at 12/31/12 is not included in the balance in line 154 above.
The cost rates for long-term debt shall include interest expense and related periodic expenses (such as remarketing and letter of credit fees) as recorded in FERC Account 427 or 430, amortization of issuance costs (including insurance) and discounts as recorded in FERC Account 428, issuance premiums as recorded in FERC Account 429 and losses or gains on reacquired debt as recorded in FERC Accounts 428.1 or 429.1, respectively. The cost rates for preferred stock (if applicable) shall include the dividends.
U | Excess / (Deficit) Deferred Income Taxes will be amortized over the average remaining life of the assets to which it relates, unless the Commission requires a different amortization period. The Tax Effect of Permanent Differences captures the differences in the income taxes due under the Federal and State tax calculations that are not the result of a timing difference, including but not limited to depreciation related to capitalized AFUDC equity and meals and entertainment deductions. The Tax Effect of Flow-Through differences captures current tax expense related to timing differences on items for which tax deductions were used to reduce customer rates through the use of flow-through accounting in a prior period. Transmission balances for the projected or actual period, will be filed and posted as part of the informational filing.
V | Cash investment in prepaid pension and benefits recorded in FERC Account 165 is permitted to be included in the formula. A labor expense allocation factor will be used to allocate total company costs. All other prepayments recorded in FERC Account 165 are directly assigned to the transmission function, allocated or excludable balances detailed on Worksheet C.
W | The formula rate shall allocate property tax expense based on the as filed net plant cost allocation method detailed on Worksheet H.
X | Under Section 30.9 of the PJM OATT, a network customer that owns existing transmission facilities that are integrated with the Transmission Provider’s Transmission System may be eligible to receive consideration either through a billing credit or some other mechanism. Calculation of any credit under this subsection, pursuant to approval by FERC for inclusion in this formula rate for collection on behalf of the network customer, shall be addressed in either the Network Customer’s Service Agreement or any other agreement between the parties.
Y | The cost of service will make a rate base adjustment to remove unfunded reserves associated with contingent liabilites recorded to Accounts 228.1-228.4 from rate base.
Z | Per the settlement in EL17-13, equity is limited to 55% in of the Company's capital structure. If the percentage of actual equity exceeds the cap, the excess is included as long term debt in the capital structure.

## WS A - RB Support
AEP East Companies
Cost of Service Formula Rate Using Actual/Projected FF1 Balances
Worksheet A Rate Base
Ohio Power Company
Gross Plant In Service
Line No | Month | Production | Production ARO | Transmission | Transmission ARO | Distribution | Distribution ARO | General | General ARO | Intangible
| (a) | (b) | (c) | (d) | (e) | (f) | (g) | (h) | (i) | (j)
| (Note A) | FF1, page 205 Col.(g) & pg. 204 Col. (b), ln 46 | FF1, page 205&204, Col.(g)&(b), lns 15,24,34,44 | FF1, page 207 Col.(g) & pg. 206 Col. (b), ln 58 | Acct. 359.1 FF1, page 207 Col.(g) & pg. 206 Col. (b), ln 57 | FF1, page 207 Col.(g) & pg. 206 Col. (b), ln 75 | FF1, page 207 Col.(g) & pg. 206 Col. (b), ln 74 | FF1, page 207 Col.(g) & pg. 206 Col. (b), ln 99 | Acct. 399.1 FF1, page 207 Col.(g) & pg. 206 Col. (b), ln 98 | FF1, page 205 Col.(g) & pg. 204 Col. (b), ln 5
1 | December Prior to Rate Year | 0 | 0 | 3189093000 | 3000 | 6511959000 | 2992000 | 805455000 | 610000 | 261547000
2 | January | 0 | 0 | 3193390000 | 3000 | 6539859000 | 2992000 | 811733000 | 610000 | 267919000
3 | February | 0 | 0 | 3197997000 | 3000 | 6566848000 | 2992000 | 817332000 | 610000 | 274382000
4 | March | 0 | 0 | 3204446000 | 3000 | 6595136000 | 2992000 | 822348000 | 610000 | 277386000
5 | April | 0 | 0 | 3221085000 | 3000 | 6629272000 | 2992000 | 827732000 | 610000 | 284028000
6 | May | 0 | 0 | 3234743000 | 3000 | 6661492000 | 2992000 | 833086000 | 610000 | 290673000
7 | June | 0 | 0 | 3246019000 | 3000 | 6692653000 | 2992000 | 838958000 | 610000 | 291202000
8 | July | 0 | 0 | 3260240000 | 3000 | 6722597000 | 2992000 | 844488000 | 610000 | 297789000
9 | August | 0 | 0 | 3275208000 | 3000 | 6757695000 | 2992000 | 849640000 | 610000 | 304350000
10 | September | 0 | 0 | 3301081000 | 3000 | 6791266000 | 2992000 | 854547000 | 610000 | 300128000
11 | October | 0 | 0 | 3310343000 | 3000 | 6824430000 | 2992000 | 859432000 | 610000 | 306693000
12 | November | 0 | 0 | 3364364000 | 3000 | 6863658000 | 2992000 | 913704000 | 610000 | 313386000
13 | December of Rate Year | 0 | 0 | 3394072000 | 3000 | 6916777000 | 2992000 | 923941000 | 610000 | 313307000
14 | Average of the 13 Monthly Balances | 0 | 0 | 3260929307.6923 | 3000 | 6697972461.5385 | 2992000 | 846338153.8462 | 610000 | 290983846.1538
Accumulated Depreciation
Line No | Month | Production | Production ARO | Transmission | Transmission ARO | Distribution | Distribution ARO | General | General ARO | Intangible
| (a) | (b) | (c) | (d) | (e) | (f) | (g) | (h) | (i) | (j)
| (Note A) | FF1, page 219, lns 20-24, Col. (b) | Company Records (Included in total in Column (b)) | FF1, page 219, ln 25, Col. (b) | Company Records (Included in total in Column (d)) | FF1, page 219, ln 26, Col. (b) | Company Records (Included in total in Column (f)) | FF1, page 219, ln 28, Col. (b) | Company Records (Included in total in Column (h)) | FF1, page 200, ln 21, Col. (b)
15 | December Prior to Rate Year | 0 | 0 | 927216000 | 3000 | 1847161000 | 2992000 | 145839000 | 348000 | 122912000
16 | January | 0 | 0 | 927947000 | 3000 | 1855933000 | 2992000 | 146930000 | 350000 | 126758000
17 | February | 0 | 0 | 928683000 | 3000 | 1864693000 | 2992000 | 148115000 | 352000 | 130711000
18 | March | 0 | 0 | 929455000 | 3000 | 1873466000 | 2992000 | 149315000 | 354000 | 131054000
19 | April | 0 | 0 | 930211000 | 3000 | 1882109000 | 2992000 | 150810000 | 356000 | 135168000
20 | May | 0 | 0 | 930998000 | 3000 | 1890893000 | 2992000 | 152320000 | 358000 | 139394000
21 | June | 0 | 0 | 931811000 | 3000 | 1899785000 | 2992000 | 153845000 | 360000 | 137630000
22 | July | 0 | 0 | 932646000 | 3000 | 1908684000 | 2992000 | 155385000 | 362000 | 141981000
23 | August | 0 | 0 | 933507000 | 3000 | 1917693000 | 2992000 | 156939000 | 364000 | 146442000
24 | September | 0 | 0 | 934420000 | 3000 | 1926813000 | 2992000 | 158508000 | 366000 | 140247000
25 | October | 0 | 0 | 935360000 | 3000 | 1936034000 | 2992000 | 160089000 | 368000 | 144758000
26 | November | 0 | 0 | 936317000 | 3000 | 1945364000 | 2992000 | 161683000 | 370000 | 149379000
27 | December of Rate Year | 0 | 0 | 937376000 | 3000 | 1954805000 | 2992000 | 163377000 | 372000 | 147364000
28 | Average of the 13 Monthly Balances | 0 | 0 | 931995923.0769 | 3000 | 1900264076.9231 | 2992000 | 154088846.1538 | 360000 | 137984461.5385
Line No | Month | OATT Ancillary Services (GSU) Plant In Service | OATT Ancillary Services (GSU) Accumulated Depreciation | Excluded Plant - Plant In Service | Excluded Plant - Accumulated Depreciation
| (a) | (b) | (c) | (d) | (e)
| (Note A) | Company Records (included in total in column (d) of gross plant above) | Company Records (included in total in column (b) of accumulated depreciation above) | Company Records | Company Records
29 | December Prior to Rate Year
30 | January
31 | February
32 | March
33 | April
34 | May
35 | June
36 | July
37 | August
38 | September
39 | October
40 | November
41 | December of Rate Year
42 | Average of the 13 Monthly Balances | 0 | 0 | 0 | 0
43 | Transmission Accum Depreciation net of GSU |  | 931995923.0769
Plant Held For Future Use |  | Source of Data | Balance @ December 31, 2023 | Balance @ December 31, 2022 | Average Balance for 2023
| (a) | (b) | (c) | (d) | (e)
44 | Plant Held For Future Use | FF1, page 214, ln 47, Col. (d) | 5000000 | 5000000 | 5000000
45 | Transmission Plant Held For Future Use (Included in total on line 44) | Company Records - Note 1 | 3000000 | 3000000 | 3000000
Regulatory Assets and Liabilities Approved for Recovery In Ratebase
Note: Regulatory Assets & Liabilities can only be included in ratebase pursuant to a 205 filing with the FERC.
46 |  |  |  |  | 0
47 |  |  |  |  | 0
48 |  |  |  |  | 0
49 |  |  |  |  | 0
50 |  |  |  |  | 0
51 | Total Regulatory Deferrals Included in Ratebase |  | 0 | 0 | 0
Unfunded Reserves Summary (Company Records)
52 | Description | Account
53a | Accum Prv I/D Worker's Com | 2280003 | 77000 | 77000 | 77000
53b | Accm Prv I/D - Asbestos - Curr | 2282011 | 22000 | 22000 | 22000
53c | Accm Prv I/D - Asbestos | 2282012 | 177000 | 177000 | 177000
54 |  | Total | 276000 | 276000 | 276000
NOTE 1: On this worksheet, "Company Records" refers to AEP's property accounting ledger.
NOTE 2: The ratebase should not include the unamoritzed balance of hedging gains or losses.

## WS B ADIT & ITC
AEP East Companies
Cost of Service Formula Rate Using Actual/Projected FF1 Balances
Worksheet B Supporting ADIT and ITC Balances
Ohio Power Company
|  | (A) | (B) | (C) | (D) | (E)
Line |  |  |  | Balance @ December 31, 2023 | Balance @ December 31, 2022 | Average Balance for 2023
Number |  | Description | Source
1 |  | Account 281
2 |  | Year End Utility Deferrals | FF1, p. 272 - 273, ln 8, Col. (k) | 0 | 0 | 0
3 |  | Less: ARO Related Deferrals | WS B-1 - Actual Stmt. AF Ln. 4 (Note 1) | 0 | 0 | 0
4 |  | Less: Other Excluded Deferrals | WS B-1 - Actual Stmt. AF Ln. 3 (Note 1) | 0 | 0 | 0
5 |  | Transmission Related Deferrals | Ln 2 - ln 3 - ln 4 | 0 | 0 | 0
6 |  | Account 282
7 |  | Year End Utility Deferrals | FF1, p. 274 - 275, ln 5, Col. (k) | 1523100000 | 1462103000 | 1492601500
8 |  | Less: ARO Related Deferrals | WS B-1 - Actual Stmt. AF Ln. 7 (Note 1) | 449000 | 449000 | 449000
9 |  | Less: Other Excluded Deferrals | WS B-1 - Actual Stmt. AF Ln. 6 (Note 1) | 1023509000 | 971920000 | 997714500
10 |  | Transmission Related Deferrals | Ln 7 - ln 8 - ln 9 | 499142000 | 489734000 | 494438000
11 |  | Account 283
12 |  | Year End Utility Deferrals | FF1, p. 276 - 277, ln 9, Col. (k) | 155637000 | 151636000 | 153636500
13 |  | Less: ARO Related Deferrals | WS B-1 - Actual Stmt. AF Ln. 13 (Note 1) | 0 | 0 | 0
14 |  | Less: Other Excluded Deferrals | WS B-1 - Actual Stmt. AF Ln. 12 (Note 1) | 125635000 | 122037000 | 123836000
15 |  | Transmission Related Deferrals | Ln 12 - ln 13 - ln 14 | 30002000 | 29599000 | 29800500
16 |  | Account 190
17 |  | Year End Utility Deferrals | FF1, p. 234, ln 8, Col. (c) | 80424000 | 81105000 | 80764500
18 |  | Less: ARO Related Deferrals | WS B-2 - Actual Stmt. AG Ln. 4 (Note 1) | 397000 | 397000 | 397000
19 |  | Less: Other Excluded Deferrals | WS B-2 - Actual Stmt. AG Ln. 3 (Note 1) | 63907000 | 64449000 | 64178000
20 |  | Transmission Related Deferrals | Ln 17 - ln 18 - ln 19 | 16120000 | 16260000 | 16189500
21 |  | Account 255
22 |  | Year End ITC Balances | FF1, p. 266-267, ln 8, Col. (h) | -1000 | 0 | -500
23 |  | Less: Balances Not Qualified for Ratebase | Company Records - Note 1 | 0 | 0 | 0
24 |  | ITC Balances Includeable Ratebase | Ln 22 - ln 23 | -1000 | 0 | -500
25 |  | Transmission Related Deferrals | WS B-1 - Actual Stmt. AF Ln. 20 (Note 1) | 0 | 0 | 0
NOTE 1 |  | On this worksheet, "Company Records" refers to AEP's tax forecast and accounting ledger. The PTRR will use projected ending balances and reflect proration required by IRS Letter Rule Section I.I67(I)-I(h)(6)(ii). Line item detail of actual deferred tax items will be included on Worksheets B-1 and B-2.
NOTE 2 | ADIT balances should exclude balances related to hedging activity.

## WS B-1 - Actual Stmt. AF
Ohio Power Company
SPECIFIED DEFERRED CREDITS - Actual Cycle Only
PERIOD ENDED DECEMBER 31, 2023
(DEBIT) CREDIT
| COLUMN A | COLUMN B | COLUMN C | COLUMN D | COLUMN E | COLUMN F | COLUMN G | COLUMN H | COLUMN I | COLUMN J | COLUMN K | COLUMN L | COLUMN M | COLUMN N | COLUMN O
|  | PER BOOKS |  | NON-APPLICABLE/NON-UTILITY |  | AVERAGE | FUNCTIONALIZATION AVERAGE |  |  | FUNCTIONALIZATION 12/31/2022 |  |  | FUNCTIONALIZATION 12/31/2023
ELECTRIC
|  | BALANCE AS | BALANCE AS | BALANCE AS | BALANCE AS | UTILITY
| ACCUMULATED DEFERRED FIT ITEMS | OF 12-31-2022 | OF 12-31-2023 | OF 12-31-2022 | OF 12-31-2023 | (B+C+D+E)/2 | GENERATION | TRANSMISSION | DISTRIBUTION | GENERATION | TRANSMISSION | DISTRIBUTION | GENERATION | TRANSMISSION | DISTRIBUTION
1 | ACCOUNT 281:
2.01
2.02 |  | 0 | 0 |  |  | 0 | 0 | 0 | 0
2.03
2.04 |  | 0 | 0 | 0 | 0 | 0
2.05 |  | 0 | 0 | 0 | 0 | 0
2.06 |  | 0 | 0 | 0 | 0 | 0
3 | TOTAL ACCOUNT 281 | 0 | 0 | 0 | 0 | 0 | 0 | 0 | 0 | 0 | 0 | 0 | 0 | 0 | 0
4 | ACCOUNT 281 - ARO-Related Deferrals | 0 | 0 | 0 | 0 | 0 | 0 | 0 | 0 | 0 | 0 | 0 | 0 | 0 | 0
5 | ACCOUNT 282:
5.01 |  | 0 | 0 |  |  | 0 | 0 | 0 | 0
5.02 |  | 0 | 0 |  |  | 0 | 0 | 0 | 0
5.03 |  | 0 | 0 |  |  | 0 | 0 | 0 | 0
5.04 |  | 0 | 0 |  |  | 0 | 0 | 0 | 0
5.05 |  | 0 | 0 |  |  | 0 | 0 | 0 | 0
5.06 |  | 0 | 0 |  |  | 0 | 0 | 0 | 0
5.07 |  | 0 | 0 |  |  | 0 | 0 | 0 | 0
5.08 |  | 0 | 0 |  |  | 0 | 0 | 0 | 0
5.09 |  | 0 | 0 |  |  | 0 | 0 | 0 | 0
5.1 |  | 0 | 0 |  |  | 0 | 0 | 0 | 0
5.11 |  | 0 | 0 |  |  | 0 | 0 | 0 | 0
5.12 |  | 0 | 0 |  |  | 0 | 0 | 0 | 0
5.13 |  | 0 | 0 |  |  | 0 | 0 | 0 | 0
5.14 |  | 0 | 0 |  |  | 0 | 0 | 0 | 0
5.15 |  | 0 | 0 |  |  | 0 | 0 | 0 | 0
5.16 |  | 0 | 0 |  |  | 0 | 0 | 0 | 0
5.17 |  | 0 | 0 |  |  | 0 | 0 | 0 | 0
5.18 |  | 0 | 0 |  |  | 0 | 0 | 0 | 0
5.19 |  | 0 | 0 |  |  | 0 | 0 | 0 | 0
5.2 |  | 0 | 0 |  |  | 0 | 0 | 0 | 0
5.21 |  | 0 | 0 |  |  | 0 | 0 | 0 | 0
5.22 |  | 0 | 0 |  |  | 0 | 0 | 0 | 0
5.23 |  | 0 | 0 |  |  | 0 | 0 | 0 | 0
5.24 |  | 0 | 0 |  |  | 0 | 0 | 0 | 0
5.25 |  | 0 | 0 |  |  | 0 | 0 | 0 | 0
5.26 |  | 0 | 0 |  |  | 0 | 0 | 0 | 0
5.27 |  | 0 | 0 |  |  | 0 | 0 | 0 | 0
5.28 |  | 0 | 0 |  |  | 0 | 0 | 0 | 0
5.29 |  | 0 | 0 |  |  | 0 | 0 | 0 | 0
5.3 |  | 0 | 0 |  |  | 0 | 0 | 0 | 0
5.31 |  | 0 | 0 |  |  | 0 | 0 | 0 | 0
5.32 |  | 0 | 0 |  |  | 0 | 0 | 0 | 0
5.33 |  | 0 | 0 |  |  | 0 | 0 | 0 | 0
5.34 |  | 0 | 0 |  |  | 0 | 0 | 0 | 0
5.35 |  | 0 | 0 |  |  | 0 | 0 | 0 | 0
5.36 |  | 0 | 0 |  |  | 0 | 0 | 0 | 0
5.37 |  | 0 | 0 |  |  | 0 | 0 | 0 | 0
5.38 |  | 0 | 0 |  |  | 0 | 0 | 0 | 0
5.39 |  |  |  | 0 | 0 | 0
5.4 |  |  |  | 0 | 0 | 0
5.41 |  |  |  | 0 | 0 | 0
6 | TOTAL ACOUNT 282 | 0 | 0 | 0 | 0 | 0 | 0 | 0 | 0 | 0 | 0 | 0 | 0 | 0 | 0
7 | ACCOUNT 282 - ARO-Related Deferals | 0 | 0 | 0 | 0 | 0 | 0 | 0 | 0 | 0 | 0 | 0 | 0 | 0 | 0
8 | ACCOUNT 283:
9.01 |  | 0 | 0 |  |  | 0 | 0 | 0 | 0
9.02 |  | 0 | 0 |  |  | 0 | 0 | 0 | 0
9.03 |  | 0 | 0 |  |  | 0 | 0 | 0 | 0
9.04 |  | 0 | 0 |  |  | 0 | 0 | 0 | 0
9.05 |  | 0 | 0 |  |  | 0 | 0 | 0 | 0
9.06 |  | 0 | 0 |  |  | 0 | 0 | 0 | 0
9.07 |  | 0 | 0 |  |  | 0 | 0 | 0 | 0
9.08 |  | 0 | 0 |  |  | 0 | 0 | 0 | 0
9.09 |  | 0 | 0 |  |  | 0 | 0 | 0 | 0
9.1 |  | 0 | 0 |  |  | 0 | 0 | 0 | 0
9.11 |  | 0 | 0 |  |  | 0 | 0 | 0 | 0
9.12 |  | 0 | 0 |  |  | 0 | 0 | 0 | 0
9.13 |  | 0 | 0 |  |  | 0 | 0 | 0 | 0
9.14 |  | 0 | 0 |  |  | 0 | 0 | 0 | 0
9.15 |  | 0 | 0 |  |  | 0 | 0 | 0 | 0
9.16 |  | 0 | 0 |  |  | 0 | 0 | 0 | 0
9.17 |  | 0 | 0 |  |  | 0 | 0 | 0 | 0
9.18 |  | 0 | 0 |  |  | 0 | 0 | 0 | 0
9.19 |  | 0 | 0 |  |  | 0 | 0 | 0 | 0
9.2 |  | 0 | 0 |  |  | 0 | 0 | 0 | 0
9.21 |  | 0 | 0 |  |  | 0 | 0 | 0 | 0
9.22 |  | 0 | 0 |  |  | 0 | 0 | 0 | 0
9.23 |  | 0 | 0 |  |  | 0 | 0 | 0 | 0
9.24 |  | 0 | 0 |  |  | 0 | 0 | 0 | 0
9.25 |  | 0 | 0 |  |  | 0 | 0 | 0 | 0
9.26 |  | 0 | 0 |  |  | 0 | 0 | 0 | 0
9.27 |  | 0 | 0 |  |  | 0 | 0 | 0 | 0
9.28 |  | 0 | 0 |  |  | 0 | 0 | 0 | 0
9.29 |  | 0 | 0 |  |  | 0 | 0 | 0 | 0
9.3 |  | 0 | 0 |  |  | 0 | 0 | 0 | 0
9.31 |  | 0 | 0 |  |  | 0 | 0 | 0 | 0
9.32 |  | 0 | 0 |  |  | 0 | 0 | 0 | 0
9.33 |  | 0 | 0 |  |  | 0 | 0 | 0 | 0
9.34 |  | 0 | 0 |  |  | 0 | 0 | 0 | 0
9.35 |  | 0 | 0 |  |  | 0 | 0 | 0 | 0
9.36 |  | 0 | 0 |  |  | 0 | 0 | 0 | 0
9.37 |  | 0 | 0 |  |  | 0 | 0 | 0 | 0
9.38 |  | 0 | 0 |  |  | 0 | 0 | 0 | 0
9.39 |  | 0 | 0 |  |  | 0 | 0 | 0 | 0
9.4 |  | 0 | 0 |  |  | 0 | 0 | 0 | 0
9.41 |  | 0 | 0 |  |  | 0 | 0 | 0 | 0
9.42 |  | 0 | 0 |  |  | 0 | 0 | 0 | 0
9.43 |  | 0 | 0 |  |  | 0 | 0 | 0 | 0
9.44 |  | 0 | 0 |  |  | 0 | 0 | 0 | 0
9.45 |  | 0 | 0 |  |  | 0 | 0 | 0 | 0
9.46 |  | 0 | 0 |  |  | 0 | 0 | 0 | 0
9.47 |  | 0 | 0 |  |  | 0 | 0 | 0 | 0
9.48 |  | 0 | 0 |  |  | 0 | 0 | 0 | 0
9.49 |  | 0 | 0 |  |  | 0 | 0 | 0 | 0
9.5 |  | 0 | 0 |  |  | 0 | 0 | 0 | 0
9.51 |  | 0 | 0 |  |  | 0 | 0 | 0 | 0
9.52 |  | 0 | 0 |  |  | 0 | 0 | 0 | 0
9.53 |  | 0 | 0 |  |  | 0 | 0 | 0 | 0
9.54 |  | 0 | 0 |  |  | 0 | 0 | 0 | 0
9.55 |  | 0 | 0 |  |  | 0 | 0 | 0 | 0
9.56 |  | 0 | 0 |  |  | 0 | 0 | 0 | 0
9.57 |  | 0 | 0 |  |  | 0 | 0 | 0 | 0
9.58 |  | 0 | 0 |  |  | 0 | 0 | 0 | 0
9.59 |  | 0 | 0 |  |  | 0 | 0 | 0 | 0
9.6 |  | 0 | 0 |  |  | 0 | 0 | 0 | 0
9.61 |  | 0 | 0 |  |  | 0 | 0 | 0 | 0
9.62 |  | 0 | 0 |  |  | 0 | 0 | 0 | 0
9.63 |  | 0 | 0 |  |  | 0 | 0 | 0 | 0
9.64 |  | 0 | 0 |  |  | 0 | 0 | 0 | 0
9.65 |  | 0 | 0 |  |  | 0 | 0 | 0 | 0
9.66 |  | 0 | 0 |  |  | 0 | 0 | 0 | 0
9.67 |  | 0 | 0 |  |  | 0 | 0 | 0 | 0
9.68 |  | 0 | 0 |  |  | 0 | 0 | 0 | 0
9.69 |  | 0 | 0 |  |  | 0 | 0 | 0 | 0
9.7 |  | 0 | 0 |  |  | 0 | 0 | 0 | 0
9.71 |  | 0 | 0 |  |  | 0 | 0 | 0 | 0
9.72 |  | 0 | 0 |  |  | 0 | 0 | 0 | 0
9.73 |  | 0 | 0 |  |  | 0 | 0 | 0 | 0
9.74 |  | 0 | 0 |  |  | 0 | 0 | 0 | 0
9.75 |  | 0 | 0 |  |  | 0 | 0 | 0 | 0
9.76 |  | 0 | 0 |  |  | 0 | 0 | 0 | 0
9.77 |  | 0 | 0 |  |  | 0 | 0 | 0 | 0
9.78 |  | 0 | 0 |  |  | 0 | 0 | 0 | 0
9.79 |  | 0 | 0 |  |  | 0 | 0 | 0 | 0
9.8 |  | 0 | 0 |  |  | 0 | 0 | 0 | 0
9.81 |  | 0 | 0 |  |  | 0 | 0 | 0 | 0
9.82 |  | 0 | 0 |  |  | 0 | 0 | 0 | 0
9.83 |  | 0 | 0 |  |  | 0 | 0 | 0 | 0
9.84 |  | 0 | 0 |  |  | 0 | 0 | 0 | 0
9.85 |  | 0 | 0 |  |  | 0 | 0 | 0 | 0
9.86 |  | 0 | 0 |  |  | 0 | 0 | 0 | 0
9.87 |  | 0 | 0 |  |  | 0 | 0 | 0 | 0
9.88 |  | 0 | 0 |  |  | 0 | 0 | 0 | 0
9.89 |  | 0 | 0 |  |  | 0 | 0 | 0 | 0
9.9 |  | 0 | 0 |  |  | 0 | 0 | 0 | 0
9.91 |  | 0 | 0 |  |  | 0 | 0 | 0 | 0
9.92 |  | 0 | 0 |  |  | 0 | 0 | 0 | 0
9.93 |  | 0 | 0 |  |  | 0 | 0 | 0 | 0
9.94 |  |  |  | 0 | 0 | 0
9.95 |  |  |  | 0 | 0 | 0
9.96 |  |  |  | 0 | 0 | 0
9.97 |  |  |  | 0 | 0 | 0
9.98 |  |  |  | 0 | 0 | 0
9.99 |  |  |  | 0 | 0 | 0
10 |  | 0 | 0 | 0 | 0 | 0 | 0 | 0 | 0 | 0 | 0 | 0 | 0 | 0 | 0
11 | DEFD STATE INCOME TAXES | 0 | 0 |  |  | 0 | 0 | 0 | 0
11.01 |  |  |  | 0 | 0 | 0
12 | TOTAL ACCOUNT 283 | 0 | 0 | 0 | 0 | 0 | 0 | 0 | 0 | 0 | 0 | 0 | 0 | 0 | 0
13 | ACCOUNT 283 - ARO-Related Deferals | 0 | 0 | 0 | 0 | 0 | 0 | 0 | 0 | 0 | 0 | 0 | 0 | 0 | 0
14 | JURISDICTIONAL AMOUNTS FUNCTIONALIZED
15 | TOTAL COMPANY AMOUNTS FUNCTIONALIZED
16 | REFUNCTIONALIZED BASED ON JURISDICTIONAL PLANT
17 | NOTE: POST 1970 ACCUMULATED DEFERRED
18 | INV TAX CRED. (JDITC) IN A/C 255
18.01 |  | 0 | 0 |  |  | 0 | 0 | 0 | 0
18.02 |  | 0 | 0 |  |  | 0 | 0 | 0 | 0
19
20 | TOTAL ACCOUNT 255 | 0 | 0 | 0 | 0 | 0 | 0 | 0 | 0 | 0 | 0 | 0 | 0 | 0 | 0

## WS B-2 - Actual Stmt. AG
Ohio Power Company
ACCUMULATED DEFERRED INCOME TAX IN ACCOUNT 190 - Actual Cycle Only
PERIOD ENDED DECEMBER 31, 2023
DEBIT (CREDIT)
| COLUMN A | COLUMN B | COLUMN C | COLUMN D | COLUMN E | COLUMN F | COLUMN G | COLUMN H | COLUMN I | COLUMN J | COLUMN K | COLUMN L | COLUMN M | COLUMN N | COLUMN O
|  | PER BOOKS |  | NON-APPLICABLE/NON-UTILITY |  | AVERAGE | FUNCTIONALIZATION AVERAGE |  |  | FUNCTIONALIZATION 12/31/2022 |  |  | FUNCTIONALIZATION 12/31/2023
ELECTRIC
|  | BALANCE AS | BALANCE AS | BALANCE AS | BALANCE AS | UTILITY
| ACCUMULATED DEFERRED FIT ITEMS | OF 12-31-2022 | OF 12-31-2023 | OF 12-31-2022 | OF 12-31-2023 | (B+C+D+E)/2 | GENERATION | TRANSMISSION | DISTRIBUTION | GENERATION | TRANSMISSION | DISTRIBUTION | GENERATION | TRANSMISSION | DISTRIBUTION
1 | ACCOUNT 190:
2.01 |  | 0 | 0 |  |  | 0 | 0 | 0 | 0
2.02 |  | 0 | 0 |  |  | 0 | 0 | 0 | 0
2.03 |  | 0 | 0 |  |  | 0 | 0 | 0 | 0
2.04 |  | 0 | 0 |  |  | 0 | 0 | 0 | 0
2.05 |  | 0 | 0 |  |  | 0 | 0 | 0 | 0
2.06 |  | 0 | 0 |  |  | 0 | 0 | 0 | 0
2.07 |  | 0 | 0 |  |  | 0 | 0 | 0 | 0
2.08 |  | 0 | 0 |  |  | 0 | 0 | 0 | 0
2.09 |  | 0 | 0 |  |  | 0 | 0 | 0 | 0
2.1 |  | 0 | 0 |  |  | 0 | 0 | 0 | 0
2.11 |  | 0 | 0 |  |  | 0 | 0 | 0 | 0
2.12 |  | 0 | 0 |  |  | 0 | 0 | 0 | 0
2.13 |  | 0 | 0 |  |  | 0 | 0 | 0 | 0
2.14 |  | 0 | 0 |  |  | 0 | 0 | 0 | 0
2.15 |  | 0 | 0 |  |  | 0 | 0 | 0 | 0
2.16 |  | 0 | 0 |  |  | 0 | 0 | 0 | 0
2.17 |  | 0 | 0 |  |  | 0 | 0 | 0 | 0
2.18 |  | 0 | 0 |  |  | 0 | 0 | 0 | 0
2.19 |  | 0 | 0 |  |  | 0 | 0 | 0 | 0
2.2 |  | 0 | 0 |  |  | 0 | 0 | 0 | 0
2.21 |  | 0 | 0 |  |  | 0 | 0 | 0 | 0
2.22 |  | 0 | 0 |  |  | 0 | 0 | 0 | 0
2.23 |  | 0 | 0 |  |  | 0 | 0 | 0 | 0
2.24 |  | 0 | 0 |  |  | 0 | 0 | 0 | 0
2.25 |  | 0 | 0 |  |  | 0 | 0 | 0 | 0
2.26 |  | 0 | 0 |  |  | 0 | 0 | 0 | 0
2.27 |  | 0 | 0 |  |  | 0 | 0 | 0 | 0
2.28 |  | 0 | 0 |  |  | 0 | 0 | 0 | 0
2.29 |  | 0 | 0 |  |  | 0 | 0 | 0 | 0
2.3 |  | 0 | 0 |  |  | 0 | 0 | 0 | 0
2.31 |  | 0 | 0 |  |  | 0 | 0 | 0 | 0
2.32 |  | 0 | 0 |  |  | 0 | 0 | 0 | 0
2.33 |  | 0 | 0 |  |  | 0 | 0 | 0 | 0
2.34 |  | 0 | 0 |  |  | 0 | 0 | 0 | 0
2.35 |  | 0 | 0 |  |  | 0 | 0 | 0 | 0
2.36 |  | 0 | 0 |  |  | 0 | 0 | 0 | 0
2.37 |  | 0 | 0 |  |  | 0 | 0 | 0 | 0
2.38 |  | 0 | 0 |  |  | 0 | 0 | 0 | 0
2.39 |  | 0 | 0 |  |  | 0 | 0 | 0 | 0
2.4 |  | 0 | 0 |  |  | 0 | 0 | 0 | 0
2.41 |  | 0 | 0 |  |  | 0 | 0 | 0 | 0
2.42 |  | 0 | 0 |  |  | 0 | 0 | 0 | 0
2.43 |  | 0 | 0 |  |  | 0 | 0 | 0 | 0
2.44 |  | 0 | 0 |  |  | 0 | 0 | 0 | 0
2.45 |  | 0 | 0 |  |  | 0 | 0 | 0 | 0
2.46 |  | 0 | 0 |  |  | 0 | 0 | 0 | 0
2.47 |  | 0 | 0 |  |  | 0 | 0 | 0 | 0
2.48 |  | 0 | 0 |  |  | 0 | 0 | 0 | 0
2.49 |  | 0 | 0 |  |  | 0 | 0 | 0 | 0
2.5 |  | 0 | 0 |  |  | 0 | 0 | 0 | 0
2.51 |  | 0 | 0 |  |  | 0 | 0 | 0 | 0
2.52 |  | 0 | 0 |  |  | 0 | 0 | 0 | 0
2.53 |  | 0 | 0 |  |  | 0 | 0 | 0 | 0
2.54 |  | 0 | 0 |  |  | 0 | 0 | 0 | 0
2.55 |  | 0 | 0 |  |  | 0 | 0 | 0 | 0
2.56 |  | 0 | 0 |  |  | 0 | 0 | 0 | 0
2.57 |  | 0 | 0 |  |  | 0 | 0 | 0 | 0
2.58 |  | 0 | 0 |  |  | 0 | 0 | 0 | 0
2.59 |  | 0 | 0 |  |  | 0 | 0 | 0 | 0
2.6 |  | 0 | 0 |  |  | 0 | 0 | 0 | 0
2.61 |  | 0 | 0 |  |  | 0 | 0 | 0 | 0
2.62 |  | 0 | 0 |  |  | 0 | 0 | 0 | 0
2.63 |  | 0 | 0 |  |  | 0 | 0 | 0 | 0
2.64 |  | 0 | 0 |  |  | 0 | 0 | 0 | 0
2.65 |  | 0 | 0 |  |  | 0 | 0 | 0 | 0
2.66 |  | 0 | 0 |  |  | 0 | 0 | 0 | 0
2.67 |  | 0 | 0 |  |  | 0 | 0 | 0 | 0
2.68 |  | 0 | 0 |  |  | 0 | 0 | 0 | 0
2.69 |  | 0 | 0 |  |  | 0 | 0 | 0 | 0
2.7 |  | 0 | 0 |  |  | 0 | 0 | 0 | 0
2.71 |  | 0 | 0 |  |  | 0 | 0 | 0 | 0
2.72 |  | 0 | 0 |  |  | 0 | 0 | 0 | 0
2.73 |  | 0 | 0 |  |  | 0 | 0 | 0 | 0
2.74 |  | 0 | 0 |  |  | 0 | 0 | 0 | 0
2.75 |  | 0 | 0 |  |  | 0 | 0 | 0 | 0
2.76 |  | 0 | 0 |  |  | 0 | 0 | 0 | 0
2.77 |  | 0 | 0 |  |  | 0 | 0 | 0 | 0
2.78 |  | 0 | 0 |  |  | 0 | 0 | 0 | 0
2.79 |  | 0 | 0 |  |  | 0 | 0 | 0 | 0
2.8 |  |  |  | 0 | 0 | 0
2.81 |  |  |  | 0 | 0 | 0
2.82 |  |  |  | 0 | 0 | 0
2.83 |  |  |  | 0 | 0 | 0
2.84 |  |  |  | 0 | 0 | 0
2.85 |  |  |  | 0 | 0 | 0
2.86 |  |  |  | 0 | 0 | 0
2.87 |  |  |  | 0 | 0 | 0
2.88 |  |  |  | 0 | 0 | 0
2.89 |  |  |  | 0 | 0 | 0
2.9 |  |  |  | 0 | 0 | 0 | 0 | 0 | 0
2.91 |  | 0 | 0 |  |  | 0 | 0 | 0 | 0
3 | TOTAL ACCOUNT 190 | 0 | 0 | 0 | 0 | 0 | 0 | 0 | 0 | 0 | 0 | 0 | 0 | 0 | 0
4 | ACCOUNT 190 - ARO-Related Deferals | 0 | 0 | 0 | 0 | 0 | 0 | 0 | 0 | 0 | 0 | 0 | 0 | 0 | 0
0

## WS B-3
OHIO POWER COMPANY, INC.
Worksheet B-3
Excess/ Deficient ADIT Worksheet for Total Company and Functional Balances
For Year Ended December 31, 2023
Debit/(Credit)
A | B | C | D | E | F | G | H | I | J | K | L | M | N | O | P | Q | R
TOTAL COMPANY BALANCES | [7 empty] | 1/1/2022 Beginning Balances |  | Balance Sheet Entries |  |  | Tax Expense Entries |  | 12/31/2022 Ending Balance
Line No. | Account (NOTE A) | Description of Account | Protected Unprotected | Tax Rate Change Act | Excess Balance at Remeasurement (NOTE C) | Amortization Methodology (NOTE D) | Amotization Period | Excess ADIT Regulatory Offset | Excess ADIT in Utility Deferrals | Balance Sheet Account Reclassifications | 182.3 | 254 | 410/411 Excess Amortization | 410/411 Deferred Tax Expense/ (Benefit) | Excess ADIT Regulatory Offset | Excess ADIT in Utility Deferrals | Reference
[15 empty] | Sum of Cols (I) - (O) |  | 0
Deferred Tax Account (NOTE B)
1a | 1904001 | ADFIT - FAS 109 Excess | N/A | TCJA 2017 | [10 empty] | 0 |  | WS B - 2 Col B/C, ADIT item 3.12
1b | 2811001 | ADFIT - Accel Amortization Property | Protected | TCJA 2017 | [11 empty] | 0
1c | 2814001 | ADFIT - Accel Amort FAS 109 Excess | Protected | TCJA 2017 | [10 empty] | 0
1d | 2821001 | ADFIT - Utility Property | Protected | TCJA 2017 | -344594481 | ARAM | Life of Asset | [8 empty] | 0 | WS B - 1 Cols M+N+O , ADIT Item 5.37
1e | 2821001 | ADFIT - Utility Property | Unprotected | TCJA 2017 | -150814921 | 10 Years | 1/2018 - 12/2027 | [8 empty] | 0
1f | 2824001 | ADFIT - Utility Property FAS 109 Excess | Protected | TCJA 2017 | [10 empty] | 0 |  | WS B - 1 Col C/D, ADIT Item 5.40
1g | 2824001 | ADFIT - Utility Property FAS 109 Excess | Unprotected | TCJA 2017 | [10 empty] | 0
1h | 2831001 | ADFIT - Other Utility Deferrals | Unprotected | TCJA 2017 | -31309465 | 10 Years | 1/2018 - 12/2027 | [8 empty] | 0 | WS B - 1 Col C, ADIT Item 9.90
1i | 2834001 | ADFIT - Other FAS 109 Excess | Unprotected | TCJA 2017 | [10 empty] | 0 |  | WS B - 1 Col B/C, ADIT Item 9.93
1j | NOTE E
Regulatory Deferral Accounts
2a | 182.3 | Regulatory Asset |  | TCJA 2017 | [10 empty] | 0 |  | Company Records
2b | 254 | Regulatory Liability |  | TCJA 2017 | [10 empty] | 0 |  | FERC Form 1 p. 278 Ln. 3 Cols, (b) /(f)
2c | NOTE E
3 | Total For Accounting Entires (Sum of Lines 1a through 2b) | [6 empty] | 0 | 0 | 0 | 0 | 0 | 0 | 0 | 0 | 0
NOTE F
TRANSMISSION FUNCTION BALANCES
Sum of Cols (I) - (O)
Deferred Tax Account (NOTE B)
4a | 1904001 | ADFIT - FAS 109 Excess | N/A | TCJA 2017 | [10 empty] | 0 |  | Company Records
4b | 2821001 | ADFIT - Utility Property | Protected | TCJA 2017 | -123296457 | ARAM | Life of Asset | [8 empty] | 0 | WS B - 1 Col N, ADIT 5.367
4c | 2821001 | ADFIT - Utility Property | Unprotected | TCJA 2017 | -36241536 | 10 Years | 1/2018 - 12/2027 | [8 empty] | 0
4d | 2824001 | ADFIT - Utility Property FAS 109 Excess | Protected | TCJA 2017 | [10 empty] | 0 |  | Company Records
4e | 2824001 | ADFIT - Utility Property FAS 109 Excess | Unprotected | TCJA 2017 | [10 empty] | 0
4f | 2831001 | ADFIT - Other Utility Deferrals | Unprotected | TCJA 2017 | -5504494 | 10 Years | 1/2018 - 12/2027 | [8 empty] | 0 | WS B - 1 Col N, item 9.90
4g | 2834001 | ADFIT - Other FAS 109 Excess | Unprotected | TCJA 2017 | [10 empty] | 0 |  | Company Records
4h | NOTE E
Regulatory Deferral Accounts
5a | 182.3 | Regulatory Asset |  | TCJA 2017 | [10 empty] | 0 |  | Company Records
5b | 254 | Regulatory Liability |  | TCJA 2017 | [10 empty] | 0 |  | Company Records
5c | NOTE E
6 | Total For Accounting Entires (Sum of Lines 4a through 5b) | [6 empty] | 0 | 0 | 0 | 0 | 0 | 0 | 0 | 0 | 0
NOTE F
GENERAL NOTE: ADIT Tax balances provided in the formula presented in Attachment H-14B are maintained on both a total company and transmission functional basis. Because both sets of numbers are presented in the formula, the information for excess and deficient ADIT is also presented for both total company and the transmission function on this worksheet. Account 281 only applies to the generation function, so is not presented in the transmission functional summary.
NOTE A | In order to ensure ratebase neutrality, AEP utilizes the fourth digit of its seven digit FERC Tax subaccount numbers to identify balances associated with utility operations vs regulatory reporting requirements. A "1" in the fourth digit of a FERC tax account refers to the utility operations balances or activity. Accounts with the "1" designation will be included in the determination of ratebase to be recovered in the formula rate. A "4" in the fourth position of the account number indicates accounts used to track regulatory accounting requirements. The excess ADIT amounts recorded in accounts with the "4" designation will be contra to the "1" balance, which will ensure that in the formula rate the excess or deficiency amounts will be part of ratebase, but at the total FERC account level the tax liability or asset will be recorded at the current Federal FIT rate. The amounts recorded in the "4" accounts will be offset on a net basis in the regulatory asset or liability subaccount established for this purpose.
NOTE B: | The amount of the FIT gross up to recorded on regulatory assets and liabilities will be reported on the first line of ADIT accounts provided for each specific change in tax rates.
NOTE C: | The amounts of the remeasurement shown here are as of the effective date of the change in tax rates and will remain static on this workpaper.
NOTE D: | The ten year amortization period for unprotected excess ADIT is consistent with the period agreed upon by the Company and its customers and approved for the Company's PJM formula rates. Appalachian Power Company, et al, 166 FERC ¶ 61,135 (2019).
NOTE E: | In the event of future tax rate changes, additional lines will be inserted in both the Total Company and Transmission Functional sections above as required to reflect any new ADIT or regulatory deferral accounts that may be necessary to track that tax rate change.
NOTE F: | The amount of excess amortization entries shown in lines 1a through 1j and 4a through 4h are shown as a debit or credit to the ADIT account from which it is being amortized. The total in line 3 and 6 is the offset recorded to the 410/411 account and will tie to the total company and transmission functional amounts of excess or deficient ADIT amortization shown on line 119 of the cost of service.

## WS C - Working Capital
AEP East Companies
Cost of Service Formula Rate Using Actual/Projected FF1 Balances
Worksheet C Supporting Working Capital Rate Base Adjustments
Ohio Power Company
| (A) | (B) | ( C ) | (D) | (E) | (F) | (G) | (H) | (I)
Materials & Supplies
Line |  |  |  | Balance @ December 31, 2023 | Balance @ December 31, 2022 | Average Balance for 2023
Number |  |  | Source
1
2 |  | Transmission Materials & Supplies | FF1, p. 227, ln 8, Col. (c) & (b) | 1018000 | 1018000 | 1018000
3 |  | General Materials & Supplies | FF1, p. 227, ln 11, Col. (c) & (b) | 142000 | 142000 | 142000
4 |  | Stores Expense (Undistributed) - Account 163 | FF1, p. 227, ln 16, Col. (c) & (b) |  |  | 0
Prepayment Balance Summary (Note 1)
[5 empty] | 100% | Transmission | Transmission | Total Included
|  |  | Average of | Excludable | Transmission | Plant | Labor | in Ratebase
5 |  |  | YE Balance | Balances | Related | Related | Related | (E)+(F)+(G)
6 |  | Totals as of December 31, 2023 | 10519256 | -270165213 | 0 | 7128496 | 273555973.5733 | 280684469
7 |  | Totals as of December 31, 2022 | 10519256.075 | -259931213.2177 |  | 7128495.7594 | 263321973.5333 | 270450469.2927
8 |  | Average Balance | 10519256.0375 | -265048213.1089 | 0 | 7128495.8797 | 268438973.5533 | 275567469.1464
Prepayments Account 165 - Balance @ 12/31/2023
[5 empty] | 100% | Transmission | Transmission | Total Included
|  |  | 2023 | Excludable | Transmission | Plant | Labor | in Ratebase
9 | Acc. No. | Description | YE Balance | Balances | Related | Related | Related | (E)+(F)+(G) | Explanation
10 | 1650001 | Prepaid Insurance | 2941509.6971 | 0 |  | 2941509.6971 |  | 2941509.6971 | Plant Related Insurance Policies
11 | 1650003 | Prepaid Rents | 0 | 0 |  |  |  | 0
12 | 1650004 | Prepaid Interest | 0 | 0 |  |  |  | 0
13 | 1650005 | Prepaid Employee Benefits | 0 | 0 |  |  |  | 0
14 | 1650006 | Other Prepayments | 1022818.0673 | 0 |  | 1022818.0673 |  | 1022818.0673 | Transmission
15 | 1650009 | Prepaid Carry Cost-Factored AR | 397359.3412 | 397359.3412 |  |  |  | 0 | AR Factoring - Retail Only
16 | 1650010 | Prepaid Pension Benefits | 184245779.5933 | 0 |  |  | 184245779.5933 | 184245779.5933 | Prepaid Pension Expense
17 | 165001221 | Prepaid Use Taxes | 159507.2373 | 159507.2373 |  |  |  | 0 | Prepaid Taxes-Distribution
18 | 1650013 | Gavin JMG ST Prepaid Exp - Aff | 0 | 0 |  |  |  | 0
19 | 1650014 | FAS 158 Qual Contra Asset | -184245779.5933 | -184245779.5933 |  |  |  | 0 | FAS 158 Liability
20 | 1650016 | FAS 112 ASSETS | 0 | 0 |  |  |  | 0
21 | 1650017 | Prepayments - Coal | 0 | 0 |  |  |  | 0
22 | 1650019 | Prepaid Pension Expense - CG&E | 0 | 0 |  |  |  | 0
23 | 1650020 | Prepaid Pension Expense - DP&L | 0 | 0 |  |  |  | 0
24 | 1650021 | Prepaid Insurance - EIS | 3164167.995 | 0 |  | 3164167.995 |  | 3164167.995 | Energy EIS Services
25 | 1650023 | Prepaid Lease | 673835.5484 | 673835.5484 |  |  |  | 0
26 | 1650030 | Other Prepayments-Long Term | 2160058.1886 | 2160058.1886 |  |  |  | 0 | Other - Distribution
27 | 1650035 | PRW Without Med-D Benefits | 89310193.98 | 0 |  |  | 89310193.98 | 89310193.98 | Prepaid Pension Expense
28 | 1650036 | PRW for Med-D Benefits | 0 | 0
29 | 1650037 | FAS158 Contra-PRW Exc Med-D | -89310193.98 | -89310193.98 | 0 |  |  | 0 | FAS 158 Liability
30
|  | Subtotal - Form 1, p 111.57.c | 10519256.075 | -270165213.2577 | 0 | 7128495.7594 | 273555973.5733 | 280684469.3327
Prepayments Account 165 - Balance @ 12/31/ 2022
[5 empty] | 100% | Transmission | Transmission | Total Included
|  |  | 2022 | Excludable | Transmission | Plant | Labor | in Ratebase
31 | Acc. No. | Description | YE Balance | Balances | Related | Related | Related | (E)+(F)+(G) | Explanation
32 | 1650001 | Prepaid Insurance | 2941509.6971 | 0 |  | 2941509.6971 |  | 2941509.6971 | Plant Related Insurance Policies
33 | 1650003 | Prepaid Rents | 0 | 0 |  |  |  | 0
34 | 1650004 | Prepaid Interest | 0 | 0 |  |  |  | 0
35 | 1650005 | Prepaid Employee Benefits | 0 | 0 |  |  |  | 0
36 | 1650006 | Other Prepayments | 1022818.0673 | 0 |  | 1022818.0673 |  | 1022818.0673 | Transmission
37 | 1650009 | Prepaid Carry Cost-Factored AR | 397359.3412 | 397359.3412 |  |  |  | 0 | AR Factoring - Retail Only
38 | 1650010 | Prepaid Pension Benefits | 174011779.5533 | 0 |  |  | 174011779.5533 | 174011779.5533 | Prepaid Pension Expense
39 | 165001221 | Prepaid Use Taxes | 159507.2373 | 159507.2373 |  |  |  | 0 | Prepaid Taxes-Distribution
40 | 1650013 | Gavin JMG ST Prepaid Exp - Aff | 0 | 0 |  |  |  | 0
41 | 1650014 | FAS 158 Qual Contra Asset | -174011779.5533 | -174011779.5533 |  |  |  | 0 | FAS 158 Liability
42 | 1650016 | FAS 112 ASSETS | 0 | 0 |  |  |  | 0
43 | 1650017 | Prepayments - Coal | 0 | 0 |  |  |  | 0
44 | 1650019 | Prepaid Pension Expense - CG&E | 0 | 0 |  |  |  | 0
45 | 1650020 | Prepaid Pension Expense - DP&L | 0 | 0 |  |  |  | 0
46 | 1650021 | Prepaid Insurance - EIS | 3164167.995 | 0 |  | 3164167.995 |  | 3164167.995 | Energy EIS Services
47 | 1650023 | Prepaid Lease | 673835.5484 | 673835.5484 |  |  |  | 0
48 | 1650030 | Other Prepayments-Long Term | 2160058.1886 | 2160058.1886 |  |  |  | 0 | Other - Distribution
49 | 1650035 | PRW Without Med-D Benefits | 89310193.98 | 0 |  |  | 89310193.98 | 89310193.98 | Prepaid Pension Expense
50 | 1650036 | PRW for Med-D Benefits | 0 | 0
51 | 1650037 | FAS158 Contra-PRW Exc Med-D | -89310193.98 | -89310193.98 | 0 |  |  | 0 | FAS 158 Liability
52
|  | Subtotal - Form 1, p 111.57.d | 10519256.075 | -259931213.2177 |  | 7128495.7594 | 263321973.5333 | 270450469.2927
Note 1: | Prepayment Balance will not include: (i) federal and state income tax payments made to offset additional tax liabilities resulting (or expected to result) from prior federal or state audits or from the filing of one or more amended income tax returns; (ii) outstanding income tax refunds due to the company resulting (or expected to result) from prior federal or state audits or from the filing of one or more amended income tax returns; or (iii) prepayments of federal or state income taxes which are attributable to income earned during periods prior to January 1 of the year depicted in the Balance Sheet (as described in USofA Account 236).

## WS D IPP Credits
AEP East Companies
Cost of Service Formula Rate Using Actual/Projected FF1 Balances
Worksheet D Supporting IPP Credits
Ohio Power Company
Line | (A) | (B)
Number | Description | 2023
1 | Net Funds from IPP Customers 12/31/2022 (2023 FORM 1, P269) | 0
2 | Interest Accrual (Company Records - Note 1) | 0
3 | Revenue Credits to Generators (Company Records - Note 1)
4 | Other Adjustments
5 | Accounting Adjustment (Company Records - Note 1)
6 |  | 0
7 | Net Funds from IPP Customers 12/31/2023 (2023 FORM 1, P269) | 0
8 | Average Balance for Year as Indicated in Column B ((ln 1 + ln 7)/2) | 0
Note 1 | On this worksheet Company Records refers to Ohio Power Company's general ledger.

## WS E Rev Credits
AEP East Companies
Cost of Service Formula Rate Using Actual/Projected FF1 Balances
Worksheet E Supporting Revenue Credits
Ohio Power Company
Line |  | Total | Non-
Number | Description | Company | Transmission | Transmission
1 | Account 450, Forfeited Discounts (FF1 p.300.16.(b); Company Records - Note 1) | 5206000 | 5206000 | 0
2 | Account 451,Miscellaneous Service Revenues (FF1 p.300.17.(b); Company Records - Note 1) | 1716000 | 1693000 | 23000
3 | Account 454, Rent from Electric Property (FF1 p.300.19.(b); Company Records - Note 1) | 41156000 | 30060000 | 11096000
4 | Account 4560015, Associated Business Development - (Company Records - Notes 1, 2) | 5409000 | 4801000 | 608000
5 | Account 456 - Other Electric Revenues - (Company Records - Notes 1,2) | 139309000 | 139171000 | 138000
5a | Account 457.1, Regional Control Service Revenues (FF1 p.300.23.(b); Company Records - Note 1) |  | 0
5b | Account 457.2, Miscellaneous Revenues (FF1p.300.24.(b); Company Records - Note 1) |  | 0
6 | Subtotal - Other Operating Revenues (Company Total equals (FF1 p. 300.26.(b)) | 192796000 | 180931000 | 11865000
7 | Accounts 4470004 & 5, Revenues from Grandfathered Transmission Contracts - (Company Records - Note 1) |  | 0
8 | Total Other Operating Revenues To Reduce Revenue Requirement | 192796000 | 180931000 | 11865000
Note 1 | The total company data on this worksheet comes from the indicated FF1 source, or Ohio Power Company's general ledger. The functional amounts identified as transmission revenue also come from the general ledger.
Note 2 | The total of line 4 and line 5 will equal total Account 456 as listed on FF1 p.300.21-22.(b)
9 | Facility Credits under PJM OATT Section 30.9 |  |  | 7784812.08

## WS F Misc Exp
AEP East Companies
Cost of Service Formula Rate Using Actual/Projected FF1 Balances
Worksheet F Supporting Allocation of Specific O&M or A&G Expenses
Ohio Power Company
| (A) | (B) | (C) | (D) | (E) | (F)
100%
Line |  |  | 2023 | 100% | Transmission
Number | Item No. | Description | Expense | Non-Transmission | Specific | Explanation
Regulatory O&M Deferrals & Amortizations
1 | 5660005 | Ohio Transmn Rider Under/Recovery | -54152000
2
3
4 |  | Total | -54152000
Detail of Account 561 Per FERC Form 1
5
6 | FF1 p 321.85.b | 561.1 - Load Dispatch - Reliability | 0
7 | FF1 p 321.86.b | 561.2 - Load Dispatch - Monitor & Operate Trans System | 256000
8 | FF1 p 321.87.b | 561.3 - Load Dispatch - Trans Service & Scheduling | 0
9 | FF1 p 321.88.b | 561.4 - Scheduling, System Control & Dispatch | 80000
10 | FF1 p 321.89.b | 561.5 - Reliability, Planning and Standards Development | 364000
11 | FF1 p 321.90.b | 561.6 - Transmission Service Studies | 0
12 | FF1 p 321.91.b | 561.7 - Generation Interconnection Studies | 0
13 | FF1 p 321.92.b | 561.8 - Reliability, Planning and Standards Development Services | 0
14 |  | Total of Account 561 | 700000
Account 928
15 | 9280000 | Regulatory Commission Exp | 4771000 | 4771000 | 0
16 | 9280001 | Regulatory Commission Exp-Adm | 343000 | 343000 | 0
17 | 9280002 | Regulatory Commission Exp-Case | 1310000 | 1310000 | 0
18 | 9280005 | Reg Com Exp-FERC Trans Cases | 34000 | 0 | 34000
19
20 |  | Total (FERC Form 1 p.323.189.b) | 6458000 | 6424000 | 34000
Account 930.1
21 | 9301000 | General Advertising Expenses | 7000 | 7000 | 0
22 | 9301001 | Newspaper Advertising Space | 0 | 0 | 0
23 | 9301007 | Special Adv Space & Prod Exp | 274000 | 274000 | 0
24 | 9301010 | Publicity | 0 | 0 | 0
25 | 9301012 | Public Opinion Surveys | 95000 | 95000 | 0
26 | 9301014 | Video Communications | 0 | 0 | 0
27 | 9301015 | Other Corporate Comm Exp | 29000 | 29000 | 0
28 |  |  |  | 0 | 0
29 |  |  |  | 0 | 0
30 |  |  |  | 0 | 0
31 |  |  |  | 0 | 0
32 |  |  |  | 0 | 0
33 |  |  |  | 0 | 0
34 |  |  |  | 0 | 0
35 |  |  |  | 0 | 0
36 |  |  |  | 0 | 0
37 |  | Total (FERC Form 1 p.323.191.b) | 405000 | 405000 | 0
Account 930.2
38 | 9302000 | Misc General Expenses | 1103000 | 1103000 | 0
39 | 9302003 | Corporate & Fiscal Expenses | 326000 | 326000 | 0
40 | 9302004 | Research, Develop&Demonstr Exp | 3000 | 3000 | 0
41 | 9302006 | Assoc Business Development Materials Sold | 0 | 0 | 0
42 | 9302007 | Assoc Business Development Exp | 3063000 | 2645000 | 418000
43 |  | Total (FERC Form 1 p.323.192.b) | 4495000 | 4077000 | 418000

## WS G State Tax Rate
AEP East Companies
Cost of Service Formula Rate Using Actual/Projected FF1 Balances
Worksheet G Supporting - Development of Composite State Income Tax Rate
Ohio Power Company
| West Virginia Corporate Income Tax | 6.5%
| Apportionment Factor - Note 2 | 0.2645%
| Effective State Tax Rate |  | 0.0172%
| Illinois Corporation Income Tax | 9.5%
| Apportionment Factor - Note 2 | 0.4427%
| Effective State Tax Rate |  | 0.0421%
| Michigan Business Income Tax | 6%
| Apportionment Factor - Note 2 | 0.02096%
| Effective State Tax Rate |  | 0.0013%
| Kentucky Business Income Tax | 5%
| Apportionment Factor - Note 2 | 0.1154%
| Effective State Tax Rate |  | 0.0058%
| Ohio Municipal Net Income Tax | 1.987%
| Apportionment Factor - Note 2 | 58.97%
| Effective State Tax Rate |  | 1.171%
| Ohio Franchise Tax Rate | 0%
| Phase-out Factor Note 1 | 0%
| Apportionment Factor - Note 2 | 0%
| Effective State Tax Rate |  | 0%
| Total Effective State Income Tax Rate |  | 1.238%
Note 1 | Apportionment Factors are determined as part of the Company's annual tax return for that jurisdiction.

## WS H Other Taxes
AEP East Companies
Cost of Service Formula Rate Using Actual/Projected FF1 Balances
Worksheet H Supporting Taxes Other than Income
Ohio Power Company
| (A) | (B) | (C) | (D) | (E) | (F)
Line |  | Total
No. | Account | Company | Property | Labor | Other | Non-Allocable
NOTE 1
1 | Revenue Taxes
2 | Gross Receipts Tax | 7056000 |  |  |  | 7056000
3 | Real Estate and Personal Property Taxes
4 | Real and Personal Property - Ohio | 370986000 | 370986000
5 | Real and Personal Property - Other Jurisdictions | 993000 | 993000
6 | Real and Personal Property - Tennessee | 0 | 0
7 | Real and Personal Property - Other Jurisdictions | 0 | 0
8 | Payroll Taxes
9 | Federal Insurance Contribution (FICA ) | 6076000 |  | 6076000
10 | Federal Unemployment Tax | 42000 |  | 42000
11 | State Unemployment Insurance | 148000 |  | 148000
12 | Production Taxes
13 | State Severance Taxes | 0 |  |  |  | 0
14 | Miscellaneous Taxes
15 | State Business & Occupation Tax | 0 |  |  |  | 0
16 | State Public Service Commission Fees | 0 |  |  | 0
17 | State Franchise Taxes | -1000 |  |  | -1000
18 | State Lic/Registration Fee | 0 |  |  | 0
19 | Misc. State and Local Tax | 0 |  |  | 0
20 | Sales & Use | -1000 |  |  |  | -1000
21 | Federal Excise Tax | 151305000 |  |  |  | 151305000
22 | Michigan Single Business Tax | 0 |  |  |  | 0
23
24 | Total Taxes by Allocable Basis | 536604000 | 371979000 | 6266000 | -1000 | 158360000
(Total Company Amount Ties to FFI p.114, Ln 14,(c))
NOTE 1: The detail of each total company number and its source in the FERC Form 1 is shown on WS H-1.
Functional Property Tax Allocation
|  | Production | Transmsission | Distribution | General | Total
25 | Functionalized Net Plant (TCOS, Lns 41 thru 46) | 0 | 2328933384.6154 | 4797708384.6154 | 691999307.6923 | 7818641076.9231
OHIO JURISDICTION
26 | Percentage of Plant in OHIO JURISDICTION | 0% | 96.33% | 100% | 99.24%
27 | Net Plant in OHIO JURISDICTION (Ln 25 * Ln 26) | 0 | 2243547881.1191 | 4797549563.2333 | 686753890.7416 | 7727851335.094
28 | Less: Net Value of Exempted Generation Plant | 0
29 | Taxable Property Basis (Ln 27 - Ln 28) | 0 | 2243547881.1191 | 4797549563.2333 | 686753890.7416 | 7727851335.094
30 | Relative Valuation Factor | 24% | 85% | 85% | 24% | 2.18
31 | Weighted Net Plant (Ln 29 * Ln 30) | 0 | 1907015698.9512 | 4077917128.7483 | 164820933.778
32 | General Plant Allocator (Ln 31 / (Total - General Plant)) | 0% | 31.86% | 68.14% | -100%
33 | Functionalized General Plant (Ln 32 * General Plant) | 0 | 52517900.7483 | 112303033 | -164820934 | 0
34 | Weighted OHIO JURISDICTION Plant (Ln 31 + 33) | 0 | 1959533599.6995 | 4190220161.7483 | -0.22201 | 6149753761.4775
35 | Functional Percentage (Ln 34/Total Ln 34) | 0% | 31.86% | 68.14%
WEST VA JURISDICTION
36 | Net Plant in WEST VA JURISDICTION (Ln 25 - Ln 27) | 0 | 85385503.4963 | 158821.3821 | 5245416.9507 | 90789741.829
37 | Less: Net Value of Exempted Generation Plant | 0
38 | Taxable Property Basis (Ln 36 - Ln 37) | 0 | 85385503.4963 | 158821.3821 | 5245416.9507 | 90789741.829
39 | Relative Valuation Factor | 100% | 100% | 100% | 100% | 4
40 | Weighted Net Plant (Ln 38 * Ln 39) | 0 | 85385503.4963 | 158821.3821 | 5245416.9507
41 | General Plant Allocator (Ln 40 / (Total - General Plant)) | 0% | 99.81% | 0.1857% | -100%
42 | Functionalized General Plant (Ln 41 * General Plant) | 0 | 5235678.3225 | 9739 | -5245417 | 0
43 | Weighted WEST VA JURISDICTION Plant (Ln 40 + 42) | 0 | 90621181.8188 | 168560.3821 | -0.049333 | 90789741.829
44 | Functional Percentage (Ln 43/Total Ln 43) | 0% | 99.81% | 0.1857%

## WS H-1-Detail of Tax Amts
AEP East Companies
Cost of Service Formula Rate Using Actual/Projected FF1 Balances
Worksheet H-1 Form 1 Source Reference of Company Amounts on WS H
Ohio Power Company
| (A) |  | (B) | (C) | (D)
Line |  |  | Total | FERC FORM 1
No. | Annual Tax Expenses by Type (Note 1) |  | Company | Tie-Back | FERC FORM 1 Reference
1 | Revenue Taxes
2 | Gross Receipts Tax |  | 7056000
7056000
| (A) | (B) | (C) | (D) | (E) | (F) | (G)
| Real Estate and Personal Propety Tax Detail Annual Tax Expenses by Type (Note 1) | Tax Year | Total Company | FERC FORM 1 Tie-Back | FERC FORM 1 Reference | Tax Year Factor (Note 2) | Transmission Function (Note 2)
3 | Real Estate and Personal Property Taxes Total (Ln 4 + Ln 5 + Ln 6 + Ln 7) |  | 371979000 |  |  |  | 118514442.9895
4 | Real and Personal Property - Ohio |  | 370986000 |  |  |  | 118209534.9202
|  | 2023 |  | 370986000 |  | 31.86% | 118209534.9202
0
0
0
0
5 | Real and Personal Property - W VA |  | 993000 |  |  |  | 304908.0693
|  | 2023 |  | 993000 |  | 30.71% | 304908.0693
0
0
0
0
0
0
0
0
6 | Real and Personal Property - Other |  | 0 |  |  |  | 0
|  |  |  | 0 |  |  | 0
0
0
0
0
|  |  | 0 |  |  |  | 0
7 | Real and Personal Property - Other Jurisdictions |  |  | 0 |  |  | 0
0
0
| (A) |  | (B) | (C) | (D)
Line |  |  | Total | FERC FORM 1
No. | Annual Tax Expenses by Type (Note 1) |  | Company | Tie-Back | FERC FORM 1 Reference
8 | Payroll Taxes
9 | Federal Insurance Contribution (FICA ) |  | 6076000
6076000
10 | Federal Unemployment Tax |  | 42000
42000
11 | State Unemployment Insurance |  | 148000
148000
12 | Production Taxes |  | 0
13 | State Severance Taxes |  |  | 0
14 | Miscellaneous Taxes
15 | State Business & Occupation Tax |  | 0
0
16 | State Public Service Commission Fees |  | 0
0
17 | State Franchise Taxes |  | -1000
-1000
18 | State Lic/Registration Fee |  | 0
0
19 | Misc. State and Local Tax |  | 0
0
20 | Sales & Use |  | -1000
-1000
21 | Federal Excise Tax |  | 151305000
151305000
22 | Michigan Single Business Tax |  | 0
0
23 | Total Taxes by Allocable Basis |  | 536604000 | 536604000
(Total Company Amount Ties to FFI p.114, Ln 14,(c))
Note 1: The taxes assessed on each operating company can differ from year to year and between operating companies by both the type of taxes and the states in which they were assessed. Therefore, for each company, the types and jurisdictions of tax expense recorded on this page could differ from the same page in the same company's prior year template or from this page in other operating companies' current year templates. For each update, this sheet will be revised to ensure that the total activity recorded hereon equals the total reported in account 408.1 on P. 114, Ln 14.(c) of the Ferc Form 1.
Note 2: The transmission functional amounts for any Real Estate and Property taxes listed on pages 263 of the FERC Form 1 will be allocated using the transmission functional allocator calculated for each state in Worksheet H of the applicable year that the taxes were assesed. Real and Personal Property - Other Jurisdictions will be allocated using the Gross Plant Allocator from the applicable year.

## WS I Reserved
AEP East Companies
Cost of Service Formula Rate Using 2023 FF1 Balances
Worksheet I RESERVED FOR FUTURE USE
Ohio Power Company

## WS J PROJECTED RTEP RR
AEP East Companies
Cost of Service Formula Rate Using 2023 FF1 Balances
Worksheet J Supporting Calculation of PROJECTED PJM RTEP Project Revenue Requirement Billed to Benefiting Zones
Ohio Power Company
[12 empty] | Page 1 of | 22 | 1
| I. | Calculate Return and Income Taxes with basis point ROE increase for Projects Qualified for Regional Billing.
A. Determine 'R' with hypothetical basis point increase in ROE for Identified Projects
|  | ROE w/o incentives (TCOS, ln 156) |  |  | 10.35%
Project ROE Incentive Adder
|  | ROE with additional basis point incentive |  |  | 10.35%
Determine R ( cost of long term debt, cost of preferred stock and equity percentage is from the TCOS, lns 154 through156)
|  |  | % | Cost | Weighted cost
|  | Long Term Debt | 49.74% | 4.038% | 2.008%
|  | Preferred Stock | 0% | 0% | 0% |  |  |  | SUMMARY OF PROJECTED ANNUAL RTEP REVENUE REQUIREMENTS
|  | Common Stock | 50.26% | 10.35% | 5.202%
|  |  |  | R = | 7.21% | [5 empty] | Rev Require | W Incentives | Incentive Amounts
|  | B. Determine Return using 'R' with hypothetical basis point ROE increase for Identified Projects. | [6 empty] | PROJECTED YEAR | 2023 | 9649958.2097 | 9649958.2097 | 0
|  | Rate Base (TCOS, ln 68) |  |  | 1976001805.3432
|  | R (from A. above) |  |  | 7.21%
|  | Return (Rate Base x R) |  |  | 142479227.0598
C. Determine Income Taxes using Return with hypothetical basis point ROE increase for Identified Projects.
|  | Return (from B. above) |  |  | 142479227.0598
|  | Effective Tax Rate (TCOS, ln 114) |  |  | 20.32%
|  | Income Tax Calculation (Return x CIT) |  |  | 28957090.1271
|  | ITC Adjustment |  |  | -393.5517
|  | Excess Deferred Income Tax |  |  | -9870275.5364
|  | Tax Affect of Permanent Differences |  |  | 1127885.0113
|  | Income Taxes |  |  | 20214306.0503
| II. | Calculate Net Plant Carrying Charge Rate (Fixed Charge Rate or FCR) with hypothetical
basis point ROE increase.
A. Determine Annual Revenue Requirement less return and Income Taxes.
|  | Annual Revenue Requirement (TCOS, ln 1) |  |  |  | 434070223.0887
|  | Lease Payments (TCOS, Ln 95) |  |  |  | 2740000
|  | Return (TCOS, ln 126) |  |  |  | 142479227.0598
|  | Income Taxes (TCOS, ln 125) |  |  |  | 20214306.0503
|  | Annual Revenue Requirement, Less Lease Payments, Return and Taxes |  |  |  | 268636689.9786
B. Determine Annual Revenue Requirement with hypothetical basis point increase in ROE.
|  | Annual Revenue Requirement, Less Lease Payments, Return and Taxes |  |  |  | 268636689.9786
|  | Return (from I.B. above) |  |  |  | 142479227.0598
|  | Income Taxes (from I.C. above) |  |  |  | 20214306.0503
|  | Annual Revenue Requirement, with Basis Point ROE increase |  |  |  | 431330223.0887
|  | Depreciation (TCOS, ln 100) |  |  |  | 73725000
|  | Annual Rev. Req, w/ Basis Point ROE increase, less Depreciation |  |  |  | 357605223.0887
C. Determine FCR with hypothetical basis point ROE increase.
|  | Net Transmission Plant (TCOS, ln 42) |  |  |  | 2328933384.6154
|  | Annual Revenue Requirement, with Basis Point ROE increase |  |  |  | 431330223.0887
|  | FCR with Basis Point increase in ROE |  |  |  | 18.52%
|  | Annual Rev. Req, w / Basis Point ROE increase, less Dep. |  |  |  | 357605223.0887
|  | FCR with Basis Point ROE increase, less Depreciation |  |  |  | 15.35%
|  | FCR less Depreciation (TCOS, ln 10) |  |  |  | 15.35%
|  | Incremental FCR with Basis Point ROE increase, less Depreciation |  |  |  | 0%
| III. | Calculation of Composite Depreciation Rate
|  | Average Transmission Plant Balance for 2023 (TCOS, ln 21) |  |  |  | 3260929307.6923
|  | Annual Depreciation and Amortization Expense (TCOS, ln 100) |  |  |  | 73725000
|  | Composite Depreciation Rate |  |  |  | 2.261%
|  | Depreciable Life for Composite Depreciation Rate |  |  |  | 44.231
|  | Round to nearest whole year |  |  |  | 44
OPCo Worksheet J - ATRR PROJECTED Calculation for PJM Projects Charged to Benefiting Zones | [11 empty] | Page 1 of | 22
| IV. | Determine the Revenue Requirement, and Additional Revenue Requirement for facilities receiving incentives.
A. Base Plan Facilities
|  | Facilities receiving incentives accepted by FERC in Docket No. |  |  |  |  | (e.g. ER05-925-000) |  | Current Projected Year ARR |  |  | 703481.0546
[9 empty] | Current Projected Year ARR w/ Incentive |  |  | 703481.0546
|  | Project Description: | RTEP ID: b504 (765 kV circuit breaker installations at Hanging Rock) | [5 empty] | Current Projected Year Incentive ARR |  |  | 0
Details
|  | Investment | 5559037.07 | Current Year |  |  |  | 2023 | CUMULATIVE HISTORY OF PROJECTED ANNUAL REVENUE REQUIREMENTS:
|  | Service Year (yyyy) | 2009 | ROE increase accepted by FERC (Basis Points) |  |  |  | 0 | CUMULATIVE HISTORY OF PROJECTED ANNUAL REVENUE REQUIREMENTS:
|  | Service Month (1-12) | 3 | FCR w/o incentives, less depreciation |  |  |  | 15.35% | INPUT PROJECTED ARR (WITH & WITHOUT INCENTIVES) FROM EACH PRIOR YEAR
|  | Useful life | 44 | FCR w/incentives approved for these facilities, less dep. |  |  |  | 15.35% | TEMPLATE BELOW TO MAINTAIN HISTORY OF PROJECTED ARRS OVER THE
|  | CIAC (Yes or No) | No | Annual Depreciation Expense |  |  |  | 126341.7516 | LIFE OF THE PROJECT.
|  | Investment | Beginning | Depreciation | Ending | RTEP Rev. Req't. | RTEP Rev. Req't. | Incentive Rev. | RTEP Projected Rev. Req't.From Prior Year Template |  | RTEP Projected Rev. Req't.From Prior Year Template
|  | Year | Balance | Expense | Balance | w/o Incentives | with Incentives ** | Requirement ## | w/o Incentives |  | with Incentives **
|  | 2009 | 5559037.07 | 94756.3137 | 5464280.7563 | 941065.6278 | 941065.6278 | 0 | 894795.9201 |  | 894795.9201
|  | 2010 | 5464280.7563 | 126341.7516 | 5337939.0047 | 955676.3803 | 955676.3803 | 0 | 1094271.2196 |  | 1094271.2196
|  | 2011 | 5337939.0047 | 126341.7516 | 5211597.2531 | 936276.7398 | 936276.7398 | 0 | 1210680 |  | 1210680
|  | 2012 | 5211597.2531 | 126341.7516 | 5085255.5015 | 916877.0994 | 916877.0994 | 0 | 1057665.8743 |  | 1057665.8743
|  | 2013 | 5085255.5015 | 126341.7516 | 4958913.7499 | 897477.459 | 897477.459 | 0 | 1051933 |  | 1051933
|  | 2014 | 4958913.7499 | 126341.7516 | 4832571.9984 | 878077.8185 | 878077.8185 | 0 | 1050369 |  | 1050369
|  | 2015 | 4832571.9984 | 126341.7516 | 4706230.2468 | 858678.1781 | 858678.1781 | 0 | 1028335 |  | 1028335
|  | 2016 | 4706230.2468 | 126341.7516 | 4579888.4952 | 839278.5376 | 839278.5376 | 0 | 989594 |  | 989594
|  | 2017 | 4579888.4952 | 126341.7516 | 4453546.7436 | 819878.8972 | 819878.8972 | 0 | 996311 |  | 996311
|  | 2018 | 4453546.7436 | 126341.7516 | 4327204.992 | 800479.2568 | 800479.2568 | 0 | 790538 |  | 790538
|  | 2019 | 4327204.992 | 126341.7516 | 4200863.2404 | 781079.6163 | 781079.6163 | 0 | 766758.6892 |  | 766758.6892
|  | 2020 | 4200863.2404 | 126341.7516 | 4074521.4888 | 761679.9759 | 761679.9759 | 0 | 736885.3605 |  | 736885.3605
|  | 2021 | 4074521.4888 | 126341.7516 | 3948179.7372 | 742280.3355 | 742280.3355 | 0 | 701369.7797 |  | 701369.7797
|  | 2022 | 3948179.7372 | 126341.7516 | 3821837.9856 | 722880.695 | 722880.695 | 0 | 686012.8031 |  | 686012.8031
|  | 2023 | 3821837.9856 | 126341.7516 | 3695496.234 | 703481.0546 | 703481.0546 | 0
|  | 2024 | 3695496.234 | 126341.7516 | 3569154.4824 | 684081.4142 | 684081.4142 | 0
|  | 2025 | 3569154.4824 | 126341.7516 | 3442812.7309 | 664681.7737 | 664681.7737 | 0
|  | 2026 | 3442812.7309 | 126341.7516 | 3316470.9793 | 645282.1333 | 645282.1333 | 0
|  | 2027 | 3316470.9793 | 126341.7516 | 3190129.2277 | 625882.4928 | 625882.4928 | 0
|  | 2028 | 3190129.2277 | 126341.7516 | 3063787.4761 | 606482.8524 | 606482.8524 | 0
|  | 2029 | 3063787.4761 | 126341.7516 | 2937445.7245 | 587083.212 | 587083.212 | 0
|  | 2030 | 2937445.7245 | 126341.7516 | 2811103.9729 | 567683.5715 | 567683.5715 | 0
|  | 2031 | 2811103.9729 | 126341.7516 | 2684762.2213 | 548283.9311 | 548283.9311 | 0
|  | 2032 | 2684762.2213 | 126341.7516 | 2558420.4697 | 528884.2907 | 528884.2907 | 0
|  | 2033 | 2558420.4697 | 126341.7516 | 2432078.7181 | 509484.6502 | 509484.6502 | 0
|  | 2034 | 2432078.7181 | 126341.7516 | 2305736.9665 | 490085.0098 | 490085.0098 | 0
|  | 2035 | 2305736.9665 | 126341.7516 | 2179395.2149 | 470685.3693 | 470685.3693 | 0
|  | 2036 | 2179395.2149 | 126341.7516 | 2053053.4634 | 451285.7289 | 451285.7289 | 0
|  | 2037 | 2053053.4634 | 126341.7516 | 1926711.7118 | 431886.0885 | 431886.0885 | 0
|  | 2038 | 1926711.7118 | 126341.7516 | 1800369.9602 | 412486.448 | 412486.448 | 0
|  | 2039 | 1800369.9602 | 126341.7516 | 1674028.2086 | 393086.8076 | 393086.8076 | 0
|  | 2040 | 1674028.2086 | 126341.7516 | 1547686.457 | 373687.1672 | 373687.1672 | 0
|  | 2041 | 1547686.457 | 126341.7516 | 1421344.7054 | 354287.5267 | 354287.5267 | 0
|  | 2042 | 1421344.7054 | 126341.7516 | 1295002.9538 | 334887.8863 | 334887.8863 | 0
|  | 2043 | 1295002.9538 | 126341.7516 | 1168661.2022 | 315488.2459 | 315488.2459 | 0
|  | 2044 | 1168661.2022 | 126341.7516 | 1042319.4506 | 296088.6054 | 296088.6054 | 0
|  | 2045 | 1042319.4506 | 126341.7516 | 915977.699 | 276688.965 | 276688.965 | 0
|  | 2046 | 915977.699 | 126341.7516 | 789635.9474 | 257289.3245 | 257289.3245 | 0
|  | 2047 | 789635.9474 | 126341.7516 | 663294.1959 | 237889.6841 | 237889.6841 | 0
|  | 2048 | 663294.1959 | 126341.7516 | 536952.4443 | 218490.0437 | 218490.0437 | 0
|  | 2049 | 536952.4443 | 126341.7516 | 410610.6927 | 199090.4032 | 199090.4032 | 0
|  | 2050 | 410610.6927 | 126341.7516 | 284268.9411 | 179690.7628 | 179690.7628 | 0
|  | 2051 | 284268.9411 | 126341.7516 | 157927.1895 | 160291.1224 | 160291.1224 | 0
|  | 2052 | 157927.1895 | 126341.7516 | 31585.4379 | 140891.4819 | 140891.4819 | 0
|  | 2053 | 31585.4379 | 31585.4379 | 0 | 34010.393 | 34010.393 | 0
|  | 2054 | 0 | 0 | 0 | 0 | 0 | 0
|  | 2055 | 0 | 0 | 0 | 0 | 0 | 0
|  | 2056 | 0 | 0 | 0 |  | 0 | 0
|  | 2057 | 0 | 0 | 0 | 0 | 0 | 0
|  | 2058 | 0 | 0 | 0 | 0 | 0 | 0
|  | 2059 | 0 | 0 | 0 | 0 | 0 | 0
|  | 2060 | 0 | 0 | 0 | 0 | 0 | 0
|  | 2061 | 0 | 0 | 0 | 0 | 0 | 0
|  | 2062 | 0 | 0 | 0 | 0 | 0 | 0
|  | 2063 | 0 | 0 | 0 | 0 | 0 | 0
|  | 2064 | 0 | 0 | 0 | 0 | 0 | 0
|  | 2065 | 0 | 0 | 0 | 0 | 0 | 0
|  | 2066 | 0 | 0 | 0 | 0 | 0 | 0
|  | 2067 | 0 | 0 | 0 | 0 | 0 | 0
|  | 2068 | 0 | 0 | 0 | 0 | 0 | 0
|  | Project Totals |  |  |  | 24551285.0577 | 24551285.0577 | 0
** This is the total amount that needs to be reported to PJM for billing to all regions.
## This is the calculation of additional incentive revenue on projects deemed by the FERC to be eligible for an incentive return. This
additional incentive requirement is applicable for the life of this specific project. Each year the revenue requirement calculated for PJM
should be incremented by the amount of the incentive revenue calculated for that year on this project.
In order to calculate the proper monthly RTEP billing amount, PJM requires a 12 month revenue requirement for each RTEP project. As a result, notwithstanding the fact that the project was in service for a partial year, the project revenue requirement in the year that the project goes into service has been annualized (shown at the full-year level) so that PJM will collect the correct monthly billings.
OPCo Worksheet J - ATRR PROJECTED Calculation for PJM Projects Charged to Benefiting Zones | [11 empty] | Page 2 of | 22 | 1
| IV. | Determine the Revenue Requirement, and Additional Revenue Requirement for facilities receiving incentives.
A. Base Plan Facilities
|  | Facilities receiving incentives accepted by FERC in Docket No. |  |  |  |  | (e.g. ER05-925-000) |  | Current Projected Year ARR |  |  | 909806.7024
[9 empty] | Current Projected Year ARR w/ Incentive |  |  | 909806.7024
|  | Project Description: | RTEP ID: B1231 (Replace the existing 138/69-12 kV transformer at West Moulton Station with a 138/69 kV transformer and a 69/12 kV transformer) | [5 empty] | Current Projected Year Incentive ARR |  |  | 0
Details
|  | Investment | 6529258.78 | Current Year |  |  |  | 2023 | CUMULATIVE HISTORY OF PROJECTED ANNUAL REVENUE REQUIREMENTS:
|  | Service Year (yyyy) | 2012 | ROE increase accepted by FERC (Basis Points) |  |  |  | 0 | CUMULATIVE HISTORY OF PROJECTED ANNUAL REVENUE REQUIREMENTS:
|  | Service Month (1-12) | 11 | FCR w/o incentives, less depreciation |  |  |  | 15.35% | INPUT PROJECTED ARR (WITH & WITHOUT INCENTIVES) FROM EACH PRIOR YEAR
|  | Useful life | 44 | FCR w/incentives approved for these facilities, less dep. |  |  |  | 15.35% | TEMPLATE BELOW TO MAINTAIN HISTORY OF PROJECTED ARRS OVER THE
|  | CIAC (Yes or No) | No | Annual Depreciation Expense |  |  |  | 148392.245 | LIFE OF THE PROJECT.
|  | Investment | Beginning | Depreciation | Ending | RTEP Rev. Req't. | RTEP Rev. Req't. | Incentive Rev. | RTEP Projected Rev. Req't.From Prior Year Template |  | RTEP Projected Rev. Req't.From Prior Year Template
|  | Year | Balance | Expense | Balance | w/o Incentives | with Incentives ** | Requirement ## | w/o Incentives |  | with Incentives **
|  | 2012 | 6529258.78 | 12366.0204 | 6516892.7596 | 1013977.3079 | 1013977.3079 | 0 | 832082 |  | 832082
|  | 2013 | 6516892.7596 | 148392.245 | 6368500.5146 | 1137661.4029 | 1137661.4029 | 0 | 1210587 |  | 1210587
|  | 2014 | 6368500.5146 | 148392.245 | 6220108.2696 | 1114875.9328 | 1114875.9328 | 0 | 1247628 |  | 1247628
|  | 2015 | 6220108.2696 | 148392.245 | 6071716.0246 | 1092090.4628 | 1092090.4628 | 0 | 1279512 |  | 1279512
|  | 2016 | 6071716.0246 | 148392.245 | 5923323.7796 | 1069304.9928 | 1069304.9928 | 0 | 1233365 |  | 1233365
|  | 2017 | 5923323.7796 | 148392.245 | 5774931.5346 | 1046519.5227 | 1046519.5227 | 0 | 1245646 |  | 1245646
|  | 2018 | 5774931.5346 | 148392.245 | 5626539.2896 | 1023734.0527 | 1023734.0527 | 0 | 1010825 |  | 1010825
|  | 2019 | 5626539.2896 | 148392.245 | 5478147.0446 | 1000948.5826 | 1000948.5826 | 0 | 982300.8643 |  | 982300.8643
|  | 2020 | 5478147.0446 | 148392.245 | 5329754.7996 | 978163.1126 | 978163.1126 | 0 | 945780.6416 |  | 945780.6416
|  | 2021 | 5329754.7996 | 148392.245 | 5181362.5546 | 955377.6425 | 955377.6425 | 0 | 901777.8258 |  | 901777.8258
|  | 2022 | 5181362.5546 | 148392.245 | 5032970.3096 | 932592.1725 | 932592.1725 | 0 | 884126.3113 |  | 884126.3113
|  | 2023 | 5032970.3096 | 148392.245 | 4884578.0646 | 909806.7024 | 909806.7024 | 0
|  | 2024 | 4884578.0646 | 148392.245 | 4736185.8196 | 887021.2324 | 887021.2324 | 0
|  | 2025 | 4736185.8196 | 148392.245 | 4587793.5746 | 864235.7623 | 864235.7623 | 0
|  | 2026 | 4587793.5746 | 148392.245 | 4439401.3296 | 841450.2923 | 841450.2923 | 0
|  | 2027 | 4439401.3296 | 148392.245 | 4291009.0846 | 818664.8222 | 818664.8222 | 0
|  | 2028 | 4291009.0846 | 148392.245 | 4142616.8396 | 795879.3522 | 795879.3522 | 0
|  | 2029 | 4142616.8396 | 148392.245 | 3994224.5946 | 773093.8821 | 773093.8821 | 0
|  | 2030 | 3994224.5946 | 148392.245 | 3845832.3496 | 750308.4121 | 750308.4121 | 0
|  | 2031 | 3845832.3496 | 148392.245 | 3697440.1046 | 727522.942 | 727522.942 | 0
|  | 2032 | 3697440.1046 | 148392.245 | 3549047.8596 | 704737.472 | 704737.472 | 0
|  | 2033 | 3549047.8596 | 148392.245 | 3400655.6146 | 681952.0019 | 681952.0019 | 0
|  | 2034 | 3400655.6146 | 148392.245 | 3252263.3696 | 659166.5319 | 659166.5319 | 0
|  | 2035 | 3252263.3696 | 148392.245 | 3103871.1246 | 636381.0619 | 636381.0619 | 0
|  | 2036 | 3103871.1246 | 148392.245 | 2955478.8796 | 613595.5918 | 613595.5918 | 0
|  | 2037 | 2955478.8796 | 148392.245 | 2807086.6346 | 590810.1218 | 590810.1218 | 0
|  | 2038 | 2807086.6346 | 148392.245 | 2658694.3896 | 568024.6517 | 568024.6517 | 0
|  | 2039 | 2658694.3896 | 148392.245 | 2510302.1446 | 545239.1817 | 545239.1817 | 0
|  | 2040 | 2510302.1446 | 148392.245 | 2361909.8996 | 522453.7116 | 522453.7116 | 0
|  | 2041 | 2361909.8996 | 148392.245 | 2213517.6546 | 499668.2416 | 499668.2416 | 0
|  | 2042 | 2213517.6546 | 148392.245 | 2065125.4096 | 476882.7715 | 476882.7715 | 0
|  | 2043 | 2065125.4096 | 148392.245 | 1916733.1646 | 454097.3015 | 454097.3015 | 0
|  | 2044 | 1916733.1646 | 148392.245 | 1768340.9196 | 431311.8314 | 431311.8314 | 0
|  | 2045 | 1768340.9196 | 148392.245 | 1619948.6746 | 408526.3614 | 408526.3614 | 0
|  | 2046 | 1619948.6746 | 148392.245 | 1471556.4296 | 385740.8913 | 385740.8913 | 0
|  | 2047 | 1471556.4296 | 148392.245 | 1323164.1846 | 362955.4213 | 362955.4213 | 0
|  | 2048 | 1323164.1846 | 148392.245 | 1174771.9396 | 340169.9512 | 340169.9512 | 0
|  | 2049 | 1174771.9396 | 148392.245 | 1026379.6946 | 317384.4812 | 317384.4812 | 0
|  | 2050 | 1026379.6946 | 148392.245 | 877987.4496 | 294599.0111 | 294599.0111 | 0
|  | 2051 | 877987.4496 | 148392.245 | 729595.2046 | 271813.5411 | 271813.5411 | 0
|  | 2052 | 729595.2046 | 148392.245 | 581202.9596 | 249028.071 | 249028.071 | 0
|  | 2053 | 581202.9596 | 148392.245 | 432810.7146 | 226242.601 | 226242.601 | 0
|  | 2054 | 432810.7146 | 148392.245 | 284418.4696 | 203457.1309 | 203457.1309 | 0
|  | 2055 | 284418.4696 | 148392.245 | 136026.2246 | 180671.6609 | 180671.6609 | 0
|  | 2056 | 136026.2246 | 136026.2246 | 0 | 146469.565 | 146469.565 | 0
|  | 2057 | 0 | 0 | 0 | 0 | 0 | 0
|  | 2058 | 0 | 0 | 0 | 0 | 0 | 0
|  | 2059 | 0 | 0 | 0 | 0 | 0 | 0
|  | 2060 | 0 | 0 | 0 | 0 | 0 | 0
|  | 2061 | 0 | 0 | 0 | 0 | 0 | 0
|  | 2062 | 0 | 0 | 0 | 0 | 0 | 0
|  | 2063 | 0 | 0 | 0 | 0 | 0 | 0
|  | 2064 | 0 | 0 | 0 | 0 | 0 | 0
|  | 2065 | 0 | 0 | 0 | 0 | 0 | 0
|  | 2066 | 0 | 0 | 0 | 0 | 0 | 0
|  | 2067 | 0 | 0 | 0 | 0 | 0 | 0
|  | 2068 | 0 | 0 | 0 | 0 | 0 | 0
|  | 2069 | 0 | 0 | 0 | 0 | 0 | 0
|  | 2070 | 0 | 0 | 0 | 0 | 0 | 0
|  | 2071 | 0 | 0 | 0 | 0 | 0 | 0
|  | Project Totals |  |  |  | 29504607.7446 | 29504607.7446 | 0
** This is the total amount that needs to be reported to PJM for billing to all regions.
## This is the calculation of additional incentive revenue on projects deemed by the FERC to be eligible for an incentive return. This
additional incentive requirement is applicable for the life of this specific project. Each year the revenue requirement calculated for PJM
should be incremented by the amount of the incentive revenue calculated for that year on this project.
In order to calculate the proper monthly RTEP billing amount, PJM requires a 12 month revenue requirement for each RTEP project. As a result, notwithstanding the fact that the project was in service for a partial year, the project revenue requirement in the year that the project goes into service has been annualized (shown at the full-year level) so that PJM will collect the correct monthly billings.
[12 empty] | Page 3 of | 22 | 1
OPCo Worksheet J - ATRR PROJECTED Calculation for PJM Projects Charged to Benefiting Zones | [11 empty] | Page 3 of | 22
| IV. | Determine the Revenue Requirement, and Additional Revenue Requirement for facilities receiving incentives.
A. Base Plan Facilities
|  | Facilities receiving incentives accepted by FERC in Docket No. |  |  |  |  | (e.g. ER05-925-000) |  | Current Projected Year ARR |  |  | 174248.4595
[9 empty] | Current Projected Year ARR w/ Incentive |  |  | 174248.4595
|  | Project Description: | RTEP ID: b0570 (Reconductor EAST LIMA-STERLING 138 KV LINE) | [5 empty] | Current Projected Year Incentive ARR |  |  | 0
Details
|  | Investment | 1232494.28 | Current Year |  |  |  | 2023 | CUMULATIVE HISTORY OF PROJECTED ANNUAL REVENUE REQUIREMENTS:
|  | Service Year (yyyy) | 2013 | ROE increase accepted by FERC (Basis Points) |  |  |  | 0 | CUMULATIVE HISTORY OF PROJECTED ANNUAL REVENUE REQUIREMENTS:
|  | Service Month (1-12) | 6 | FCR w/o incentives, less depreciation |  |  |  | 15.35% | INPUT PROJECTED ARR (WITH & WITHOUT INCENTIVES) FROM EACH PRIOR YEAR
|  | Useful life | 44 | FCR w/incentives approved for these facilities, less dep. |  |  |  | 15.35% | TEMPLATE BELOW TO MAINTAIN HISTORY OF PROJECTED ARRS OVER THE
|  | CIAC (Yes or No) | No | Annual Depreciation Expense |  |  |  | 28011.2336 | LIFE OF THE PROJECT.
|  | Investment | Beginning | Depreciation | Ending | RTEP Rev. Req't. | RTEP Rev. Req't. | Incentive Rev. | RTEP Projected Rev. Req't.From Prior Year Template |  | RTEP Projected Rev. Req't.From Prior Year Template
|  | Year | Balance | Expense | Balance | w/o Incentives | with Incentives ** | Requirement ## | w/o Incentives |  | with Incentives **
|  | 2013 | 1232494.28 | 14005.6168 | 1218488.6632 | 202178.5178 | 202178.5178 | 0 | 219263 |  | 219263
|  | 2014 | 1218488.6632 | 28011.2336 | 1190477.4295 | 212958.3134 | 212958.3134 | 0 | 203042 |  | 203042
|  | 2015 | 1190477.4295 | 28011.2336 | 1162466.1959 | 208657.2185 | 208657.2185 | 0 | 228159 |  | 228159
|  | 2016 | 1162466.1959 | 28011.2336 | 1134454.9623 | 204356.1237 | 204356.1237 | 0 | 81330 |  | 81330
|  | 2017 | 1134454.9623 | 28011.2336 | 1106443.7286 | 200055.0288 | 200055.0288 | 0 | 222274 |  | 222274
|  | 2018 | 1106443.7286 | 28011.2336 | 1078432.495 | 195753.9339 | 195753.9339 | 0 | 147062 |  | 147062
|  | 2019 | 1078432.495 | 28011.2336 | 1050421.2614 | 191452.839 | 191452.839 | 0 | 142952 |  | 142952
|  | 2020 | 1050421.2614 | 28011.2336 | 1022410.0277 | 187151.7442 | 187151.7442 | 0 | 137673.8805 |  | 137673.8805
|  | 2021 | 1022410.0277 | 28011.2336 | 994398.7941 | 182850.6493 | 182850.6493 | 0 | 172566.2389 |  | 172566.2389
|  | 2022 | 994398.7941 | 28011.2336 | 966387.5605 | 178549.5544 | 178549.5544 | 0 | 169245.8379 |  | 169245.8379
|  | 2023 | 966387.5605 | 28011.2336 | 938376.3268 | 174248.4595 | 174248.4595 | 0
|  | 2024 | 938376.3268 | 28011.2336 | 910365.0932 | 169947.3646 | 169947.3646 | 0
|  | 2025 | 910365.0932 | 28011.2336 | 882353.8595 | 165646.2698 | 165646.2698 | 0
|  | 2026 | 882353.8595 | 28011.2336 | 854342.6259 | 161345.1749 | 161345.1749 | 0
|  | 2027 | 854342.6259 | 28011.2336 | 826331.3923 | 157044.08 | 157044.08 | 0
|  | 2028 | 826331.3923 | 28011.2336 | 798320.1586 | 152742.9851 | 152742.9851 | 0
|  | 2029 | 798320.1586 | 28011.2336 | 770308.925 | 148441.8902 | 148441.8902 | 0
|  | 2030 | 770308.925 | 28011.2336 | 742297.6914 | 144140.7954 | 144140.7954 | 0
|  | 2031 | 742297.6914 | 28011.2336 | 714286.4577 | 139839.7005 | 139839.7005 | 0
|  | 2032 | 714286.4577 | 28011.2336 | 686275.2241 | 135538.6056 | 135538.6056 | 0
|  | 2033 | 686275.2241 | 28011.2336 | 658263.9905 | 131237.5107 | 131237.5107 | 0
|  | 2034 | 658263.9905 | 28011.2336 | 630252.7568 | 126936.4158 | 126936.4158 | 0
|  | 2035 | 630252.7568 | 28011.2336 | 602241.5232 | 122635.321 | 122635.321 | 0
|  | 2036 | 602241.5232 | 28011.2336 | 574230.2895 | 118334.2261 | 118334.2261 | 0
|  | 2037 | 574230.2895 | 28011.2336 | 546219.0559 | 114033.1312 | 114033.1312 | 0
|  | 2038 | 546219.0559 | 28011.2336 | 518207.8223 | 109732.0363 | 109732.0363 | 0
|  | 2039 | 518207.8223 | 28011.2336 | 490196.5886 | 105430.9415 | 105430.9415 | 0
|  | 2040 | 490196.5886 | 28011.2336 | 462185.355 | 101129.8466 | 101129.8466 | 0
|  | 2041 | 462185.355 | 28011.2336 | 434174.1214 | 96828.7517 | 96828.7517 | 0
|  | 2042 | 434174.1214 | 28011.2336 | 406162.8877 | 92527.6568 | 92527.6568 | 0
|  | 2043 | 406162.8877 | 28011.2336 | 378151.6541 | 88226.5619 | 88226.5619 | 0
|  | 2044 | 378151.6541 | 28011.2336 | 350140.4205 | 83925.4671 | 83925.4671 | 0
|  | 2045 | 350140.4205 | 28011.2336 | 322129.1868 | 79624.3722 | 79624.3722 | 0
|  | 2046 | 322129.1868 | 28011.2336 | 294117.9532 | 75323.2773 | 75323.2773 | 0
|  | 2047 | 294117.9532 | 28011.2336 | 266106.7195 | 71022.1824 | 71022.1824 | 0
|  | 2048 | 266106.7195 | 28011.2336 | 238095.4859 | 66721.0875 | 66721.0875 | 0
|  | 2049 | 238095.4859 | 28011.2336 | 210084.2523 | 62419.9927 | 62419.9927 | 0
|  | 2050 | 210084.2523 | 28011.2336 | 182073.0186 | 58118.8978 | 58118.8978 | 0
|  | 2051 | 182073.0186 | 28011.2336 | 154061.785 | 53817.8029 | 53817.8029 | 0
|  | 2052 | 154061.785 | 28011.2336 | 126050.5514 | 49516.708 | 49516.708 | 0
|  | 2053 | 126050.5514 | 28011.2336 | 98039.3177 | 45215.6132 | 45215.6132 | 0
|  | 2054 | 98039.3177 | 28011.2336 | 70028.0841 | 40914.5183 | 40914.5183 | 0
|  | 2055 | 70028.0841 | 28011.2336 | 42016.8505 | 36613.4234 | 36613.4234 | 0
|  | 2056 | 42016.8505 | 28011.2336 | 14005.6168 | 32312.3285 | 32312.3285 | 0
|  | 2057 | 14005.6168 | 14005.6168 | 0 | 15080.8905 | 15080.8905 | 0
|  | 2058 | 0 | 0 | 0 | 0 | 0 | 0
|  | 2059 | 0 | 0 | 0 | 0 | 0 | 0
|  | 2060 | 0 | 0 | 0 | 0 | 0 | 0
|  | 2061 | 0 | 0 | 0 | 0 | 0 | 0
|  | 2062 | 0 | 0 | 0 | 0 | 0 | 0
|  | 2063 | 0 | 0 | 0 | 0 | 0 | 0
|  | 2064 | 0 | 0 | 0 | 0 | 0 | 0
|  | 2065 | 0 | 0 | 0 | 0 | 0 | 0
|  | 2066 | 0 | 0 | 0 | 0 | 0 | 0
|  | 2067 | 0 | 0 | 0 | 0 | 0 | 0
|  | 2068 | 0 | 0 | 0 | 0 | 0 | 0
|  | 2069 | 0 | 0 | 0 | 0 | 0 | 0
|  | 2070 | 0 | 0 | 0 | 0 | 0 | 0
|  | 2071 | 0 | 0 | 0 | 0 | 0 | 0
|  | 2072 | 0 | 0 | 0 | 0 | 0 | 0
|  | Project Totals |  |  |  | 5490578.21 | 5490578.21 | 0
** This is the total amount that needs to be reported to PJM for billing to all regions.
## This is the calculation of additional incentive revenue on projects deemed by the FERC to be eligible for an incentive return. This
additional incentive requirement is applicable for the life of this specific project. Each year the revenue requirement calculated for PJM
should be incremented by the amount of the incentive revenue calculated for that year on this project.
In order to calculate the proper monthly RTEP billing amount, PJM requires a 12 month revenue requirement for each RTEP project. As a result, notwithstanding the fact that the project was in service for a partial year, the project revenue requirement in the year that the project goes into service has been annualized (shown at the full-year level) so that PJM will collect the correct monthly billings.
OPCo Worksheet J - ATRR PROJECTED Calculation for PJM Projects Charged to Benefiting Zones | [11 empty] | Page 4 of | 22 | 1
| IV. | Determine the Revenue Requirement, and Additional Revenue Requirement for facilities receiving incentives.
A. Base Plan Facilities
|  | Facilities receiving incentives accepted by FERC in Docket No. |  |  |  |  | (e.g. ER05-925-000) |  | Current Projected Year ARR |  |  | 814958.9855
[9 empty] | Current Projected Year ARR w/ Incentive |  |  | 814958.9855
|  | Project Description: | RTEP ID: b1034.1 (South Canton - West Canton 138kV line (replacing Torrey - West Canton) and Wagenhals – Wayview 138kV ) | [5 empty] | Current Projected Year Incentive ARR |  |  | 0
Details
|  | Investment | 5705686.01 | Current Year |  |  |  | 2023 | CUMULATIVE HISTORY OF PROJECTED ANNUAL REVENUE REQUIREMENTS:
|  | Service Year (yyyy) | 2013 | ROE increase accepted by FERC (Basis Points) |  |  |  | 0 | CUMULATIVE HISTORY OF PROJECTED ANNUAL REVENUE REQUIREMENTS:
|  | Service Month (1-12) | 11 | FCR w/o incentives, less depreciation |  |  |  | 15.35% | INPUT PROJECTED ARR (WITH & WITHOUT INCENTIVES) FROM EACH PRIOR YEAR
|  | Useful life | 44 | FCR w/incentives approved for these facilities, less dep. |  |  |  | 15.35% | TEMPLATE BELOW TO MAINTAIN HISTORY OF PROJECTED ARRS OVER THE
|  | CIAC (Yes or No) | No | Annual Depreciation Expense |  |  |  | 129674.682 | LIFE OF THE PROJECT.
|  | Investment | Beginning | Depreciation | Ending | RTEP Rev. Req't. | RTEP Rev. Req't. | Incentive Rev. | RTEP Projected Rev. Req't.From Prior Year Template |  | RTEP Projected Rev. Req't.From Prior Year Template
|  | Year | Balance | Expense | Balance | w/o Incentives | with Incentives ** | Requirement ## | w/o Incentives |  | with Incentives **
|  | 2013 | 5705686.01 | 10806.2235 | 5694879.7865 | 886078.5481 | 886078.5481 | 0 | 528784 |  | 528784
|  | 2014 | 5694879.7865 | 129674.682 | 5565205.1045 | 994161.6605 | 994161.6605 | 0 | 1017894 |  | 1017894
|  | 2015 | 5565205.1045 | 129674.682 | 5435530.4224 | 974250.2522 | 974250.2522 | 0 | 953651 |  | 953651
|  | 2016 | 5435530.4224 | 129674.682 | 5305855.7404 | 954338.8438 | 954338.8438 | 0 | 919468 |  | 919468
|  | 2017 | 5305855.7404 | 129674.682 | 5176181.0583 | 934427.4355 | 934427.4355 | 0 | 929340 |  | 929340
|  | 2018 | 5176181.0583 | 129674.682 | 5046506.3763 | 914516.0272 | 914516.0272 | 0 | 902942 |  | 902942
|  | 2019 | 5046506.3763 | 129674.682 | 4916831.6942 | 894604.6188 | 894604.6188 | 0 | 877873 |  | 877873
|  | 2020 | 4916831.6942 | 129674.682 | 4787157.0122 | 874693.2105 | 874693.2105 | 0 | 845618.2372 |  | 845618.2372
|  | 2021 | 4787157.0122 | 129674.682 | 4657482.3301 | 854781.8022 | 854781.8022 | 0 | 806620.2963 |  | 806620.2963
|  | 2022 | 4657482.3301 | 129674.682 | 4527807.6481 | 834870.3938 | 834870.3938 | 0 | 791287.1973 |  | 791287.1973
|  | 2023 | 4527807.6481 | 129674.682 | 4398132.966 | 814958.9855 | 814958.9855 | 0
|  | 2024 | 4398132.966 | 129674.682 | 4268458.284 | 795047.5772 | 795047.5772 | 0
|  | 2025 | 4268458.284 | 129674.682 | 4138783.602 | 775136.1688 | 775136.1688 | 0
|  | 2026 | 4138783.602 | 129674.682 | 4009108.9199 | 755224.7605 | 755224.7605 | 0
|  | 2027 | 4009108.9199 | 129674.682 | 3879434.2379 | 735313.3522 | 735313.3522 | 0
|  | 2028 | 3879434.2379 | 129674.682 | 3749759.5558 | 715401.9438 | 715401.9438 | 0
|  | 2029 | 3749759.5558 | 129674.682 | 3620084.8738 | 695490.5355 | 695490.5355 | 0
|  | 2030 | 3620084.8738 | 129674.682 | 3490410.1917 | 675579.1272 | 675579.1272 | 0
|  | 2031 | 3490410.1917 | 129674.682 | 3360735.5097 | 655667.7188 | 655667.7188 | 0
|  | 2032 | 3360735.5097 | 129674.682 | 3231060.8276 | 635756.3105 | 635756.3105 | 0
|  | 2033 | 3231060.8276 | 129674.682 | 3101386.1456 | 615844.9022 | 615844.9022 | 0
|  | 2034 | 3101386.1456 | 129674.682 | 2971711.4635 | 595933.4938 | 595933.4938 | 0
|  | 2035 | 2971711.4635 | 129674.682 | 2842036.7815 | 576022.0855 | 576022.0855 | 0
|  | 2036 | 2842036.7815 | 129674.682 | 2712362.0995 | 556110.6772 | 556110.6772 | 0
|  | 2037 | 2712362.0995 | 129674.682 | 2582687.4174 | 536199.2688 | 536199.2688 | 0
|  | 2038 | 2582687.4174 | 129674.682 | 2453012.7354 | 516287.8605 | 516287.8605 | 0
|  | 2039 | 2453012.7354 | 129674.682 | 2323338.0533 | 496376.4522 | 496376.4522 | 0
|  | 2040 | 2323338.0533 | 129674.682 | 2193663.3713 | 476465.0438 | 476465.0438 | 0
|  | 2041 | 2193663.3713 | 129674.682 | 2063988.6892 | 456553.6355 | 456553.6355 | 0
|  | 2042 | 2063988.6892 | 129674.682 | 1934314.0072 | 436642.2272 | 436642.2272 | 0
|  | 2043 | 1934314.0072 | 129674.682 | 1804639.3251 | 416730.8188 | 416730.8188 | 0
|  | 2044 | 1804639.3251 | 129674.682 | 1674964.6431 | 396819.4105 | 396819.4105 | 0
|  | 2045 | 1674964.6431 | 129674.682 | 1545289.961 | 376908.0022 | 376908.0022 | 0
|  | 2046 | 1545289.961 | 129674.682 | 1415615.279 | 356996.5938 | 356996.5938 | 0
|  | 2047 | 1415615.279 | 129674.682 | 1285940.597 | 337085.1855 | 337085.1855 | 0
|  | 2048 | 1285940.597 | 129674.682 | 1156265.9149 | 317173.7772 | 317173.7772 | 0
|  | 2049 | 1156265.9149 | 129674.682 | 1026591.2329 | 297262.3688 | 297262.3688 | 0
|  | 2050 | 1026591.2329 | 129674.682 | 896916.5508 | 277350.9605 | 277350.9605 | 0
|  | 2051 | 896916.5508 | 129674.682 | 767241.8688 | 257439.5522 | 257439.5522 | 0
|  | 2052 | 767241.8688 | 129674.682 | 637567.1867 | 237528.1439 | 237528.1439 | 0
|  | 2053 | 637567.1867 | 129674.682 | 507892.5047 | 217616.7355 | 217616.7355 | 0
|  | 2054 | 507892.5047 | 129674.682 | 378217.8226 | 197705.3272 | 197705.3272 | 0
|  | 2055 | 378217.8226 | 129674.682 | 248543.1406 | 177793.9189 | 177793.9189 | 0
|  | 2056 | 248543.1406 | 129674.682 | 118868.4585 | 157882.5105 | 157882.5105 | 0
|  | 2057 | 118868.4585 | 118868.4585 | 0 | 127994.5207 | 127994.5207 | 0
|  | 2058 | 0 | 0 | 0 | 0 | 0 | 0
|  | 2059 | 0 | 0 | 0 | 0 | 0 | 0
|  | 2060 | 0 | 0 | 0 | 0 | 0 | 0
|  | 2061 | 0 | 0 | 0 | 0 | 0 | 0
|  | 2062 | 0 | 0 | 0 | 0 | 0 | 0
|  | 2063 | 0 | 0 | 0 | 0 | 0 | 0
|  | 2064 | 0 | 0 | 0 | 0 | 0 | 0
|  | 2065 | 0 | 0 | 0 | 0 | 0 | 0
|  | 2066 | 0 | 0 | 0 | 0 | 0 | 0
|  | 2067 | 0 | 0 | 0 | 0 | 0 | 0
|  | 2068 | 0 | 0 | 0 | 0 | 0 | 0
|  | 2069 | 0 | 0 | 0 | 0 | 0 | 0
|  | 2070 | 0 | 0 | 0 | 0 | 0 | 0
|  | 2071 | 0 | 0 | 0 | 0 | 0 | 0
|  | 2072 | 0 | 0 | 0 | 0 | 0 | 0
|  | Project Totals |  |  |  | 25783022.7459 | 25783022.7459 | 0
** This is the total amount that needs to be reported to PJM for billing to all regions.
## This is the calculation of additional incentive revenue on projects deemed by the FERC to be eligible for an incentive return. This
additional incentive requirement is applicable for the life of this specific project. Each year the revenue requirement calculated for PJM
should be incremented by the amount of the incentive revenue calculated for that year on this project.
In order to calculate the proper monthly RTEP billing amount, PJM requires a 12 month revenue requirement for each RTEP project. As a result, notwithstanding the fact that the project was in service for a partial year, the project revenue requirement in the year that the project goes into service has been annualized (shown at the full-year level) so that PJM will collect the correct monthly billings.
OPCo Worksheet J - ATRR PROJECTED Calculation for PJM Projects Charged to Benefiting Zones | [11 empty] | Page 5 of | 22 | 1
| IV. | Determine the Revenue Requirement, and Additional Revenue Requirement for facilities receiving incentives.
A. Base Plan Facilities
|  | Facilities receiving incentives accepted by FERC in Docket No. |  |  |  |  | (e.g. ER05-925-000) |  | Current Projected Year ARR |  |  | 298978.1595
[9 empty] | Current Projected Year ARR w/ Incentive |  |  | 298978.1595
|  | Project Description: | RTEP ID: b1034.6 (138kV circuit breakers at South Canton Station) | [5 empty] | Current Projected Year Incentive ARR |  |  | 0
Details
|  | Investment | 2088950.94 | Current Year |  |  |  | 2023 | CUMULATIVE HISTORY OF PROJECTED ANNUAL REVENUE REQUIREMENTS:
|  | Service Year (yyyy) | 2013 | ROE increase accepted by FERC (Basis Points) |  |  |  | 0 | CUMULATIVE HISTORY OF PROJECTED ANNUAL REVENUE REQUIREMENTS:
|  | Service Month (1-12) | 12 | FCR w/o incentives, less depreciation |  |  |  | 15.35% | INPUT PROJECTED ARR (WITH & WITHOUT INCENTIVES) FROM EACH PRIOR YEAR
|  | Useful life | 44 | FCR w/incentives approved for these facilities, less dep. |  |  |  | 15.35% | TEMPLATE BELOW TO MAINTAIN HISTORY OF PROJECTED ARRS OVER THE
|  | CIAC (Yes or No) | No | Annual Depreciation Expense |  |  |  | 47476.1577 | LIFE OF THE PROJECT.
|  | Investment | Beginning | Depreciation | Ending | RTEP Rev. Req't. | RTEP Rev. Req't. | Incentive Rev. | RTEP Projected Rev. Req't.From Prior Year Template |  | RTEP Projected Rev. Req't.From Prior Year Template
|  | Year | Balance | Expense | Balance | w/o Incentives | with Incentives ** | Requirement ## | w/o Incentives |  | with Incentives **
|  | 2013 | 2088950.94 | 0 | 2088950.94 | 320756.1761 | 320756.1761 | 0 | 424916 |  | 424916
|  | 2014 | 2088950.94 | 47476.1577 | 2041474.7823 | 364587.3773 | 364587.3773 | 0 | 372954 |  | 372954
|  | 2015 | 2041474.7823 | 47476.1577 | 1993998.6245 | 357297.4642 | 357297.4642 | 0 | 375622 |  | 375622
|  | 2016 | 1993998.6245 | 47476.1577 | 1946522.4668 | 350007.5511 | 350007.5511 | 0 | 363235 |  | 363235
|  | 2017 | 1946522.4668 | 47476.1577 | 1899046.3091 | 342717.638 | 342717.638 | 0 | 367158 |  | 367158
|  | 2018 | 1899046.3091 | 47476.1577 | 1851570.1514 | 335427.7249 | 335427.7249 | 0 | 331181 |  | 331181
|  | 2019 | 1851570.1514 | 47476.1577 | 1804093.9936 | 328137.8118 | 328137.8118 | 0 | 321999 |  | 321999
|  | 2020 | 1804093.9936 | 47476.1577 | 1756617.8359 | 320847.8988 | 320847.8988 | 0 | 310179.3466 |  | 310179.3466
|  | 2021 | 1756617.8359 | 47476.1577 | 1709141.6782 | 313557.9857 | 313557.9857 | 0 | 295884.8797 |  | 295884.8797
|  | 2022 | 1709141.6782 | 47476.1577 | 1661665.5205 | 306268.0726 | 306268.0726 | 0 | 290273.9699 |  | 290273.9699
|  | 2023 | 1661665.5205 | 47476.1577 | 1614189.3627 | 298978.1595 | 298978.1595 | 0
|  | 2024 | 1614189.3627 | 47476.1577 | 1566713.205 | 291688.2464 | 291688.2464 | 0
|  | 2025 | 1566713.205 | 47476.1577 | 1519237.0473 | 284398.3333 | 284398.3333 | 0
|  | 2026 | 1519237.0473 | 47476.1577 | 1471760.8895 | 277108.4202 | 277108.4202 | 0
|  | 2027 | 1471760.8895 | 47476.1577 | 1424284.7318 | 269818.5071 | 269818.5071 | 0
|  | 2028 | 1424284.7318 | 47476.1577 | 1376808.5741 | 262528.594 | 262528.594 | 0
|  | 2029 | 1376808.5741 | 47476.1577 | 1329332.4164 | 255238.6809 | 255238.6809 | 0
|  | 2030 | 1329332.4164 | 47476.1577 | 1281856.2586 | 247948.7678 | 247948.7678 | 0
|  | 2031 | 1281856.2586 | 47476.1577 | 1234380.1009 | 240658.8547 | 240658.8547 | 0
|  | 2032 | 1234380.1009 | 47476.1577 | 1186903.9432 | 233368.9416 | 233368.9416 | 0
|  | 2033 | 1186903.9432 | 47476.1577 | 1139427.7855 | 226079.0285 | 226079.0285 | 0
|  | 2034 | 1139427.7855 | 47476.1577 | 1091951.6277 | 218789.1154 | 218789.1154 | 0
|  | 2035 | 1091951.6277 | 47476.1577 | 1044475.47 | 211499.2023 | 211499.2023 | 0
|  | 2036 | 1044475.47 | 47476.1577 | 996999.3123 | 204209.2892 | 204209.2892 | 0
|  | 2037 | 996999.3123 | 47476.1577 | 949523.1545 | 196919.3762 | 196919.3762 | 0
|  | 2038 | 949523.1545 | 47476.1577 | 902046.9968 | 189629.4631 | 189629.4631 | 0
|  | 2039 | 902046.9968 | 47476.1577 | 854570.8391 | 182339.55 | 182339.55 | 0
|  | 2040 | 854570.8391 | 47476.1577 | 807094.6814 | 175049.6369 | 175049.6369 | 0
|  | 2041 | 807094.6814 | 47476.1577 | 759618.5236 | 167759.7238 | 167759.7238 | 0
|  | 2042 | 759618.5236 | 47476.1577 | 712142.3659 | 160469.8107 | 160469.8107 | 0
|  | 2043 | 712142.3659 | 47476.1577 | 664666.2082 | 153179.8976 | 153179.8976 | 0
|  | 2044 | 664666.2082 | 47476.1577 | 617190.0505 | 145889.9845 | 145889.9845 | 0
|  | 2045 | 617190.0505 | 47476.1577 | 569713.8927 | 138600.0714 | 138600.0714 | 0
|  | 2046 | 569713.8927 | 47476.1577 | 522237.735 | 131310.1583 | 131310.1583 | 0
|  | 2047 | 522237.735 | 47476.1577 | 474761.5773 | 124020.2452 | 124020.2452 | 0
|  | 2048 | 474761.5773 | 47476.1577 | 427285.4195 | 116730.3321 | 116730.3321 | 0
|  | 2049 | 427285.4195 | 47476.1577 | 379809.2618 | 109440.419 | 109440.419 | 0
|  | 2050 | 379809.2618 | 47476.1577 | 332333.1041 | 102150.5059 | 102150.5059 | 0
|  | 2051 | 332333.1041 | 47476.1577 | 284856.9464 | 94860.5928 | 94860.5928 | 0
|  | 2052 | 284856.9464 | 47476.1577 | 237380.7886 | 87570.6797 | 87570.6797 | 0
|  | 2053 | 237380.7886 | 47476.1577 | 189904.6309 | 80280.7667 | 80280.7667 | 0
|  | 2054 | 189904.6309 | 47476.1577 | 142428.4732 | 72990.8536 | 72990.8536 | 0
|  | 2055 | 142428.4732 | 47476.1577 | 94952.3155 | 65700.9405 | 65700.9405 | 0
|  | 2056 | 94952.3155 | 47476.1577 | 47476.1577 | 58411.0274 | 58411.0274 | 0
|  | 2057 | 47476.1577 | 47476.1577 | 4.5111e-10 | 51121.1143 | 51121.1143 | 0
|  | 2058 | 4.5111e-10 | 4.5111e-10 | 0 | 4.8574e-10 | 4.8574e-10 | 0
|  | 2059 | 0 | 0 | 0 | 0 | 0 | 0
|  | 2060 | 0 | 0 | 0 | 0 | 0 | 0
|  | 2061 | 0 | 0 | 0 | 0 | 0 | 0
|  | 2062 | 0 | 0 | 0 | 0 | 0 | 0
|  | 2063 | 0 | 0 | 0 | 0 | 0 | 0
|  | 2064 | 0 | 0 | 0 | 0 | 0 | 0
|  | 2065 | 0 | 0 | 0 | 0 | 0 | 0
|  | 2066 | 0 | 0 | 0 | 0 | 0 | 0
|  | 2067 | 0 | 0 | 0 | 0 | 0 | 0
|  | 2068 | 0 | 0 | 0 | 0 | 0 | 0
|  | 2069 | 0 | 0 | 0 | 0 | 0 | 0
|  | 2070 | 0 | 0 | 0 | 0 | 0 | 0
|  | 2071 | 0 | 0 | 0 | 0 | 0 | 0
|  | 2072 | 0 | 0 | 0 | 0 | 0 | 0
|  | Project Totals |  |  |  | 9466342.9911 | 9466342.9911 | 0
** This is the total amount that needs to be reported to PJM for billing to all regions.
## This is the calculation of additional incentive revenue on projects deemed by the FERC to be eligible for an incentive return. This
additional incentive requirement is applicable for the life of this specific project. Each year the revenue requirement calculated for PJM
should be incremented by the amount of the incentive revenue calculated for that year on this project.
In order to calculate the proper monthly RTEP billing amount, PJM requires a 12 month revenue requirement for each RTEP project. As a result, notwithstanding the fact that the project was in service for a partial year, the project revenue requirement in the year that the project goes into service has been annualized (shown at the full-year level) so that PJM will collect the correct monthly billings.
OPCo Worksheet J - ATRR PROJECTED Calculation for PJM Projects Charged to Benefiting Zones | [11 empty] | Page 6 of | 22 | 1
| IV. | Determine the Revenue Requirement, and Additional Revenue Requirement for facilities receiving incentives.
A. Base Plan Facilities
|  | Facilities receiving incentives accepted by FERC in Docket No. |  |  |  |  | (e.g. ER05-925-000) |  | Current Projected Year ARR |  |  | 836291.4317
[9 empty] | Current Projected Year ARR w/ Incentive |  |  | 836291.4317
|  | Project Description: | RTEP ID: b1864.1 (Add two additional 345/138 kV transformers at Kammer) | [5 empty] | Current Projected Year Incentive ARR |  |  | 0
Details
|  | Investment | 5507426.13 | Current Year |  |  |  | 2023 | CUMULATIVE HISTORY OF PROJECTED ANNUAL REVENUE REQUIREMENTS:
|  | Service Year (yyyy) | 2016 | ROE increase accepted by FERC (Basis Points) |  |  |  | 0 | CUMULATIVE HISTORY OF PROJECTED ANNUAL REVENUE REQUIREMENTS:
|  | Service Month (1-12) | 6 | FCR w/o incentives, less depreciation |  |  |  | 15.35% | INPUT PROJECTED ARR (WITH & WITHOUT INCENTIVES) FROM EACH PRIOR YEAR
|  | Useful life | 44 | FCR w/incentives approved for these facilities, less dep. |  |  |  | 15.35% | TEMPLATE BELOW TO MAINTAIN HISTORY OF PROJECTED ARRS OVER THE
|  | CIAC (Yes or No) | No | Annual Depreciation Expense |  |  |  | 125168.7757 | LIFE OF THE PROJECT.
|  | Investment | Beginning | Depreciation | Ending | RTEP Rev. Req't. | RTEP Rev. Req't. | Incentive Rev. | RTEP Projected Rev. Req't.From Prior Year Template |  | RTEP Projected Rev. Req't.From Prior Year Template
|  | Year | Balance | Expense | Balance | w/o Incentives | with Incentives ** | Requirement ## | w/o Incentives |  | with Incentives **
|  | 2016 | 5507426.13 | 62584.3878 | 5444841.7422 | 903438.8798 | 903438.8798 | 0 | 42109 |  | 42109
|  | 2017 | 5444841.7422 | 125168.7757 | 5319672.9665 | 951608.6192 | 951608.6192 | 0 | 41186 |  | 41186
|  | 2018 | 5319672.9665 | 125168.7757 | 5194504.1908 | 932389.0879 | 932389.0879 | 0 | -7120 |  | -7120
|  | 2019 | 5194504.1908 | 125168.7757 | 5069335.4151 | 913169.5567 | 913169.5567 | 0 | 25082 |  | 25082
|  | 2020 | 5069335.4151 | 125168.7757 | 4944166.6394 | 893950.0255 | 893950.0255 | 0 | 863947.6731 |  | 863947.6731
|  | 2021 | 4944166.6394 | 125168.7757 | 4818997.8638 | 874730.4942 | 874730.4942 | 0 | 824944.6996 |  | 824944.6996
|  | 2022 | 4818997.8638 | 125168.7757 | 4693829.0881 | 855510.963 | 855510.963 | 0 | 810373.6217 |  | 810373.6217
|  | 2023 | 4693829.0881 | 125168.7757 | 4568660.3124 | 836291.4317 | 836291.4317 | 0
|  | 2024 | 4568660.3124 | 125168.7757 | 4443491.5367 | 817071.9005 | 817071.9005 | 0
|  | 2025 | 4443491.5367 | 125168.7757 | 4318322.761 | 797852.3692 | 797852.3692 | 0
|  | 2026 | 4318322.761 | 125168.7757 | 4193153.9853 | 778632.838 | 778632.838 | 0
|  | 2027 | 4193153.9853 | 125168.7757 | 4067985.2097 | 759413.3067 | 759413.3067 | 0
|  | 2028 | 4067985.2097 | 125168.7757 | 3942816.434 | 740193.7755 | 740193.7755 | 0
|  | 2029 | 3942816.434 | 125168.7757 | 3817647.6583 | 720974.2443 | 720974.2443 | 0
|  | 2030 | 3817647.6583 | 125168.7757 | 3692478.8826 | 701754.713 | 701754.713 | 0
|  | 2031 | 3692478.8826 | 125168.7757 | 3567310.1069 | 682535.1818 | 682535.1818 | 0
|  | 2032 | 3567310.1069 | 125168.7757 | 3442141.3313 | 663315.6505 | 663315.6505 | 0
|  | 2033 | 3442141.3313 | 125168.7757 | 3316972.5556 | 644096.1193 | 644096.1193 | 0
|  | 2034 | 3316972.5556 | 125168.7757 | 3191803.7799 | 624876.588 | 624876.588 | 0
|  | 2035 | 3191803.7799 | 125168.7757 | 3066635.0042 | 605657.0568 | 605657.0568 | 0
|  | 2036 | 3066635.0042 | 125168.7757 | 2941466.2285 | 586437.5255 | 586437.5255 | 0
|  | 2037 | 2941466.2285 | 125168.7757 | 2816297.4528 | 567217.9943 | 567217.9943 | 0
|  | 2038 | 2816297.4528 | 125168.7757 | 2691128.6772 | 547998.4631 | 547998.4631 | 0
|  | 2039 | 2691128.6772 | 125168.7757 | 2565959.9015 | 528778.9318 | 528778.9318 | 0
|  | 2040 | 2565959.9015 | 125168.7757 | 2440791.1258 | 509559.4006 | 509559.4006 | 0
|  | 2041 | 2440791.1258 | 125168.7757 | 2315622.3501 | 490339.8693 | 490339.8693 | 0
|  | 2042 | 2315622.3501 | 125168.7757 | 2190453.5744 | 471120.3381 | 471120.3381 | 0
|  | 2043 | 2190453.5744 | 125168.7757 | 2065284.7987 | 451900.8068 | 451900.8068 | 0
|  | 2044 | 2065284.7987 | 125168.7757 | 1940116.0231 | 432681.2756 | 432681.2756 | 0
|  | 2045 | 1940116.0231 | 125168.7757 | 1814947.2474 | 413461.7443 | 413461.7443 | 0
|  | 2046 | 1814947.2474 | 125168.7757 | 1689778.4717 | 394242.2131 | 394242.2131 | 0
|  | 2047 | 1689778.4717 | 125168.7757 | 1564609.696 | 375022.6819 | 375022.6819 | 0
|  | 2048 | 1564609.696 | 125168.7757 | 1439440.9203 | 355803.1506 | 355803.1506 | 0
|  | 2049 | 1439440.9203 | 125168.7757 | 1314272.1447 | 336583.6194 | 336583.6194 | 0
|  | 2050 | 1314272.1447 | 125168.7757 | 1189103.369 | 317364.0881 | 317364.0881 | 0
|  | 2051 | 1189103.369 | 125168.7757 | 1063934.5933 | 298144.5569 | 298144.5569 | 0
|  | 2052 | 1063934.5933 | 125168.7757 | 938765.8176 | 278925.0256 | 278925.0256 | 0
|  | 2053 | 938765.8176 | 125168.7757 | 813597.0419 | 259705.4944 | 259705.4944 | 0
|  | 2054 | 813597.0419 | 125168.7757 | 688428.2662 | 240485.9631 | 240485.9631 | 0
|  | 2055 | 688428.2662 | 125168.7757 | 563259.4906 | 221266.4319 | 221266.4319 | 0
|  | 2056 | 563259.4906 | 125168.7757 | 438090.7149 | 202046.9007 | 202046.9007 | 0
|  | 2057 | 438090.7149 | 125168.7757 | 312921.9392 | 182827.3694 | 182827.3694 | 0
|  | 2058 | 312921.9392 | 125168.7757 | 187753.1635 | 163607.8382 | 163607.8382 | 0
|  | 2059 | 187753.1635 | 125168.7757 | 62584.3878 | 144388.3069 | 144388.3069 | 0
|  | 2060 | 0 | 0 | 0 | 0 | 0 | 0
|  | 2061 | 0 | 0 | 0 | 0 | 0 | 0
|  | 2062 | 0 | 0 | 0 | 0 | 0 | 0
|  | 2063 | 0 | 0 | 0 | 0 | 0 | 0
|  | 2064 | 0 | 0 | 0 | 0 | 0 | 0
|  | 2065 | 0 | 0 | 0 | 0 | 0 | 0
|  | 2066 | 0 | 0 | 0 | 0 | 0 | 0
|  | 2067 | 0 | 0 | 0 | 0 | 0 | 0
|  | 2068 | 0 | 0 | 0 | 0 | 0 | 0
|  | 2069 | 0 | 0 | 0 | 0 | 0 | 0
|  | 2070 | 0 | 0 | 0 | 0 | 0 | 0
|  | 2071 | 0 | 0 | 0 | 0 | 0 | 0
|  | 2072 | 0 | 0 | 0 | 0 | 0 | 0
|  | 2073 | 0 | 0 | 0 | 0 | 0 | 0
|  | 2074 | 0 | 0 | 0 | 0 | 0 | 0
|  | 2075 | 0 | 0 | 0 | 0 | 0 | 0
|  | Project Totals |  |  |  | 24467372.7912 | 24467372.7912 | 0
** This is the total amount that needs to be reported to PJM for billing to all regions.
## This is the calculation of additional incentive revenue on projects deemed by the FERC to be eligible for an incentive return. This
additional incentive requirement is applicable for the life of this specific project. Each year the revenue requirement calculated for PJM
should be incremented by the amount of the incentive revenue calculated for that year on this project.
In order to calculate the proper monthly RTEP billing amount, PJM requires a 12 month revenue requirement for each RTEP project. As a result, notwithstanding the fact that the project was in service for a partial year, the project revenue requirement in the year that the project goes into service has been annualized (shown at the full-year level) so that PJM will collect the correct monthly billings.
OPCo Worksheet J - ATRR PROJECTED Calculation for PJM Projects Charged to Benefiting Zones | [11 empty] | Page 7 of | 22 | 1
| IV. | Determine the Revenue Requirement, and Additional Revenue Requirement for facilities receiving incentives.
A. Base Plan Facilities
|  | Facilities receiving incentives accepted by FERC in Docket No. |  |  |  |  | (e.g. ER05-925-000) |  | Current Projected Year ARR |  |  | 571313.8659
[9 empty] | Current Projected Year ARR w/ Incentive |  |  | 571313.8659
|  | Project Description: | RTEP ID: b2021 (Add 345/138 kV Transformers at Sporn, Kanawha River, and Muskingum River stations) | [5 empty] | Current Projected Year Incentive ARR |  |  | 0
Details
|  | Investment | 4008039.75 | Current Year |  |  |  | 2023 | CUMULATIVE HISTORY OF PROJECTED ANNUAL REVENUE REQUIREMENTS:
|  | Service Year (yyyy) | 2013 | ROE increase accepted by FERC (Basis Points) |  |  |  | 0 | CUMULATIVE HISTORY OF PROJECTED ANNUAL REVENUE REQUIREMENTS:
|  | Service Month (1-12) | 10 | FCR w/o incentives, less depreciation |  |  |  | 15.35% | INPUT PROJECTED ARR (WITH & WITHOUT INCENTIVES) FROM EACH PRIOR YEAR
|  | Useful life | 44 | FCR w/incentives approved for these facilities, less dep. |  |  |  | 15.35% | TEMPLATE BELOW TO MAINTAIN HISTORY OF PROJECTED ARRS OVER THE
|  | CIAC (Yes or No) | No | Annual Depreciation Expense |  |  |  | 91091.8125 | LIFE OF THE PROJECT.
|  | Investment | Beginning | Depreciation | Ending | RTEP Rev. Req't. | RTEP Rev. Req't. | Incentive Rev. | RTEP Projected Rev. Req't.From Prior Year Template |  | RTEP Projected Rev. Req't.From Prior Year Template
|  | Year | Balance | Expense | Balance | w/o Incentives | with Incentives ** | Requirement ## | w/o Incentives |  | with Incentives **
|  | 2013 | 4008039.75 | 15181.9688 | 3992857.7812 | 629446.5856 | 629446.5856 | 0 | 1e-06 |  | 1e-06
|  | 2014 | 3992857.7812 | 91091.8125 | 3901765.9688 | 697197.3168 | 697197.3168 | 0 | 7389592 |  | 7389592
|  | 2015 | 3901765.9688 | 91091.8125 | 3810674.1562 | 683210.2667 | 683210.2667 | 0 | 583939 |  | 583939
|  | 2016 | 3810674.1562 | 91091.8125 | 3719582.3438 | 669223.2166 | 669223.2166 | 0 | 662503 |  | 662503
|  | 2017 | 3719582.3438 | 91091.8125 | 3628490.5312 | 655236.1665 | 655236.1665 | 0 | 750034 |  | 750034
|  | 2018 | 3628490.5312 | 91091.8125 | 3537398.7188 | 641249.1164 | 641249.1164 | 0 | 633061 |  | 633061
|  | 2019 | 3537398.7188 | 91091.8125 | 3446306.9062 | 627262.0663 | 627262.0663 | 0 | 682446 |  | 682446
|  | 2020 | 3446306.9062 | 91091.8125 | 3355215.0938 | 613275.0162 | 613275.0162 | 0 | 597310.8472 |  | 597310.8472
|  | 2021 | 3355215.0938 | 91091.8125 | 3264123.2812 | 599287.9661 | 599287.9661 | 0 | 565533.6551 |  | 565533.6551
|  | 2022 | 3264123.2812 | 91091.8125 | 3173031.4688 | 585300.916 | 585300.916 | 0 | 554757.3217 |  | 554757.3217
|  | 2023 | 3173031.4688 | 91091.8125 | 3081939.6562 | 571313.8659 | 571313.8659 | 0
|  | 2024 | 3081939.6562 | 91091.8125 | 2990847.8438 | 557326.8158 | 557326.8158 | 0
|  | 2025 | 2990847.8438 | 91091.8125 | 2899756.0312 | 543339.7657 | 543339.7657 | 0
|  | 2026 | 2899756.0312 | 91091.8125 | 2808664.2188 | 529352.7156 | 529352.7156 | 0
|  | 2027 | 2808664.2188 | 91091.8125 | 2717572.4062 | 515365.6655 | 515365.6655 | 0
|  | 2028 | 2717572.4062 | 91091.8125 | 2626480.5938 | 501378.6154 | 501378.6154 | 0
|  | 2029 | 2626480.5938 | 91091.8125 | 2535388.7812 | 487391.5653 | 487391.5653 | 0
|  | 2030 | 2535388.7812 | 91091.8125 | 2444296.9688 | 473404.5152 | 473404.5152 | 0
|  | 2031 | 2444296.9688 | 91091.8125 | 2353205.1562 | 459417.4651 | 459417.4651 | 0
|  | 2032 | 2353205.1562 | 91091.8125 | 2262113.3438 | 445430.415 | 445430.415 | 0
|  | 2033 | 2262113.3438 | 91091.8125 | 2171021.5312 | 431443.3649 | 431443.3649 | 0
|  | 2034 | 2171021.5312 | 91091.8125 | 2079929.7188 | 417456.3148 | 417456.3148 | 0
|  | 2035 | 2079929.7188 | 91091.8125 | 1988837.9062 | 403469.2647 | 403469.2647 | 0
|  | 2036 | 1988837.9062 | 91091.8125 | 1897746.0938 | 389482.2146 | 389482.2146 | 0
|  | 2037 | 1897746.0938 | 91091.8125 | 1806654.2812 | 375495.1645 | 375495.1645 | 0
|  | 2038 | 1806654.2812 | 91091.8125 | 1715562.4688 | 361508.1144 | 361508.1144 | 0
|  | 2039 | 1715562.4688 | 91091.8125 | 1624470.6562 | 347521.0643 | 347521.0643 | 0
|  | 2040 | 1624470.6562 | 91091.8125 | 1533378.8438 | 333534.0142 | 333534.0142 | 0
|  | 2041 | 1533378.8438 | 91091.8125 | 1442287.0312 | 319546.9641 | 319546.9641 | 0
|  | 2042 | 1442287.0312 | 91091.8125 | 1351195.2188 | 305559.914 | 305559.914 | 0
|  | 2043 | 1351195.2188 | 91091.8125 | 1260103.4062 | 291572.8639 | 291572.8639 | 0
|  | 2044 | 1260103.4062 | 91091.8125 | 1169011.5938 | 277585.8138 | 277585.8138 | 0
|  | 2045 | 1169011.5938 | 91091.8125 | 1077919.7812 | 263598.7637 | 263598.7637 | 0
|  | 2046 | 1077919.7812 | 91091.8125 | 986827.9688 | 249611.7136 | 249611.7136 | 0
|  | 2047 | 986827.9688 | 91091.8125 | 895736.1562 | 235624.6635 | 235624.6635 | 0
|  | 2048 | 895736.1562 | 91091.8125 | 804644.3438 | 221637.6134 | 221637.6134 | 0
|  | 2049 | 804644.3438 | 91091.8125 | 713552.5312 | 207650.5633 | 207650.5633 | 0
|  | 2050 | 713552.5312 | 91091.8125 | 622460.7188 | 193663.5132 | 193663.5132 | 0
|  | 2051 | 622460.7188 | 91091.8125 | 531368.9062 | 179676.4631 | 179676.4631 | 0
|  | 2052 | 531368.9062 | 91091.8125 | 440277.0938 | 165689.413 | 165689.413 | 0
|  | 2053 | 440277.0938 | 91091.8125 | 349185.2812 | 151702.3629 | 151702.3629 | 0
|  | 2054 | 349185.2812 | 91091.8125 | 258093.4688 | 137715.3128 | 137715.3128 | 0
|  | 2055 | 258093.4688 | 91091.8125 | 167001.6562 | 123728.2627 | 123728.2627 | 0
|  | 2056 | 167001.6562 | 91091.8125 | 75909.8438 | 109741.2126 | 109741.2126 | 0
|  | 2057 | 75909.8438 | 75909.8438 | 0 | 81737.7813 | 81737.7813 | 0
|  | 2058 | 0 | 0 | 0 | 0 | 0 | 0
|  | 2059 | 0 | 0 | 0 | 0 | 0 | 0
|  | 2060 | 0 | 0 | 0 | 0 | 0 | 0
|  | 2061 | 0 | 0 | 0 | 0 | 0 | 0
|  | 2062 | 0 | 0 | 0 | 0 | 0 | 0
|  | 2063 | 0 | 0 | 0 | 0 | 0 | 0
|  | 2064 | 0 | 0 | 0 | 0 | 0 | 0
|  | 2065 | 0 | 0 | 0 | 0 | 0 | 0
|  | 2066 | 0 | 0 | 0 | 0 | 0 | 0
|  | 2067 | 0 | 0 | 0 | 0 | 0 | 0
|  | 2068 | 0 | 0 | 0 | 0 | 0 | 0
|  | 2069 | 0 | 0 | 0 | 0 | 0 | 0
|  | 2070 | 0 | 0 | 0 | 0 | 0 | 0
|  | 2071 | 0 | 0 | 0 | 0 | 0 | 0
|  | 2072 | 0 | 0 | 0 | 0 | 0 | 0
|  | Project Totals |  |  |  | 18060362.7507 | 18060362.7507 | 0
** This is the total amount that needs to be reported to PJM for billing to all regions.
## This is the calculation of additional incentive revenue on projects deemed by the FERC to be eligible for an incentive return. This
additional incentive requirement is applicable for the life of this specific project. Each year the revenue requirement calculated for PJM
should be incremented by the amount of the incentive revenue calculated for that year on this project.
In order to calculate the proper monthly RTEP billing amount, PJM requires a 12 month revenue requirement for each RTEP project. As a result, notwithstanding the fact that the project was in service for a partial year, the project revenue requirement in the year that the project goes into service has been annualized (shown at the full-year level) so that PJM will collect the correct monthly billings.
OPCo Worksheet J - ATRR PROJECTED Calculation for PJM Projects Charged to Benefiting Zones | [11 empty] | Page 8 of | 22 | 1
| IV. | Determine the Revenue Requirement, and Additional Revenue Requirement for facilities receiving incentives.
A. Base Plan Facilities
|  | Facilities receiving incentives accepted by FERC in Docket No. |  |  |  |  | (e.g. ER05-925-000) |  | Current Projected Year ARR |  |  | 16557.6146
[9 empty] | Current Projected Year ARR w/ Incentive |  |  | 16557.6146
|  | Project Description: | RTEP ID: b2032 (Rebuild 138 kV Elliott Tap-Poston line) | [5 empty] | Current Projected Year Incentive ARR |  |  | 0
Details
|  | Investment | 118332.36 | Current Year |  |  |  | 2023 | CUMULATIVE HISTORY OF PROJECTED ANNUAL REVENUE REQUIREMENTS:
|  | Service Year (yyyy) | 2013 | ROE increase accepted by FERC (Basis Points) |  |  |  | 0 | CUMULATIVE HISTORY OF PROJECTED ANNUAL REVENUE REQUIREMENTS:
|  | Service Month (1-12) | 1 | FCR w/o incentives, less depreciation |  |  |  | 15.35% | INPUT PROJECTED ARR (WITH & WITHOUT INCENTIVES) FROM EACH PRIOR YEAR
|  | Useful life | 44 | FCR w/incentives approved for these facilities, less dep. |  |  |  | 15.35% | TEMPLATE BELOW TO MAINTAIN HISTORY OF PROJECTED ARRS OVER THE
|  | CIAC (Yes or No) | No | Annual Depreciation Expense |  |  |  | 2689.3718 | LIFE OF THE PROJECT.
|  | Investment | Beginning | Depreciation | Ending | RTEP Rev. Req't. | RTEP Rev. Req't. | Incentive Rev. | RTEP Projected Rev. Req't.From Prior Year Template |  | RTEP Projected Rev. Req't.From Prior Year Template
|  | Year | Balance | Expense | Balance | w/o Incentives | with Incentives ** | Requirement ## | w/o Incentives |  | with Incentives **
|  | 2013 | 118332.36 | 2465.2575 | 115867.1025 | 20445.7956 | 20445.7956 | 0 | 0 |  | 0
|  | 2014 | 115867.1025 | 2689.3718 | 113177.7307 | 20274.166 | 20274.166 | 0 | 25862 |  | 25862
|  | 2015 | 113177.7307 | 2689.3718 | 110488.3589 | 19861.2159 | 19861.2159 | 0 | 17942 |  | 17942
|  | 2016 | 110488.3589 | 2689.3718 | 107798.987 | 19448.2657 | 19448.2657 | 0 | 22706 |  | 22706
|  | 2017 | 107798.987 | 2689.3718 | 105109.6152 | 19035.3156 | 19035.3156 | 0 | 22935 |  | 22935
|  | 2018 | 105109.6152 | 2689.3718 | 102420.2434 | 18622.3654 | 18622.3654 | 0 | 18387 |  | 18387
|  | 2019 | 102420.2434 | 2689.3718 | 99730.8716 | 18209.4153 | 18209.4153 | 0 | 17870 |  | 17870
|  | 2020 | 99730.8716 | 2689.3718 | 97041.4998 | 17796.4651 | 17796.4651 | 0 | 17206.8458 |  | 17206.8458
|  | 2021 | 97041.4998 | 2689.3718 | 94352.128 | 17383.5149 | 17383.5149 | 0 | 16407.4823 |  | 16407.4823
|  | 2022 | 94352.128 | 2689.3718 | 91662.7561 | 16970.5648 | 16970.5648 | 0 | 16087.8956 |  | 16087.8956
|  | 2023 | 91662.7561 | 2689.3718 | 88973.3843 | 16557.6146 | 16557.6146 | 0
|  | 2024 | 88973.3843 | 2689.3718 | 86284.0125 | 16144.6645 | 16144.6645 | 0
|  | 2025 | 86284.0125 | 2689.3718 | 83594.6407 | 15731.7143 | 15731.7143 | 0
|  | 2026 | 83594.6407 | 2689.3718 | 80905.2689 | 15318.7641 | 15318.7641 | 0
|  | 2027 | 80905.2689 | 2689.3718 | 78215.897 | 14905.814 | 14905.814 | 0
|  | 2028 | 78215.897 | 2689.3718 | 75526.5252 | 14492.8638 | 14492.8638 | 0
|  | 2029 | 75526.5252 | 2689.3718 | 72837.1534 | 14079.9137 | 14079.9137 | 0
|  | 2030 | 72837.1534 | 2689.3718 | 70147.7816 | 13666.9635 | 13666.9635 | 0
|  | 2031 | 70147.7816 | 2689.3718 | 67458.4098 | 13254.0134 | 13254.0134 | 0
|  | 2032 | 67458.4098 | 2689.3718 | 64769.038 | 12841.0632 | 12841.0632 | 0
|  | 2033 | 64769.038 | 2689.3718 | 62079.6661 | 12428.113 | 12428.113 | 0
|  | 2034 | 62079.6661 | 2689.3718 | 59390.2943 | 12015.1629 | 12015.1629 | 0
|  | 2035 | 59390.2943 | 2689.3718 | 56700.9225 | 11602.2127 | 11602.2127 | 0
|  | 2036 | 56700.9225 | 2689.3718 | 54011.5507 | 11189.2626 | 11189.2626 | 0
|  | 2037 | 54011.5507 | 2689.3718 | 51322.1789 | 10776.3124 | 10776.3124 | 0
|  | 2038 | 51322.1789 | 2689.3718 | 48632.807 | 10363.3623 | 10363.3623 | 0
|  | 2039 | 48632.807 | 2689.3718 | 45943.4352 | 9950.4121 | 9950.4121 | 0
|  | 2040 | 45943.4352 | 2689.3718 | 43254.0634 | 9537.4619 | 9537.4619 | 0
|  | 2041 | 43254.0634 | 2689.3718 | 40564.6916 | 9124.5118 | 9124.5118 | 0
|  | 2042 | 40564.6916 | 2689.3718 | 37875.3198 | 8711.5616 | 8711.5616 | 0
|  | 2043 | 37875.3198 | 2689.3718 | 35185.948 | 8298.6115 | 8298.6115 | 0
|  | 2044 | 35185.948 | 2689.3718 | 32496.5761 | 7885.6613 | 7885.6613 | 0
|  | 2045 | 32496.5761 | 2689.3718 | 29807.2043 | 7472.7111 | 7472.7111 | 0
|  | 2046 | 29807.2043 | 2689.3718 | 27117.8325 | 7059.761 | 7059.761 | 0
|  | 2047 | 27117.8325 | 2689.3718 | 24428.4607 | 6646.8108 | 6646.8108 | 0
|  | 2048 | 24428.4607 | 2689.3718 | 21739.0889 | 6233.8607 | 6233.8607 | 0
|  | 2049 | 21739.0889 | 2689.3718 | 19049.717 | 5820.9105 | 5820.9105 | 0
|  | 2050 | 19049.717 | 2689.3718 | 16360.3452 | 5407.9604 | 5407.9604 | 0
|  | 2051 | 16360.3452 | 2689.3718 | 13670.9734 | 4995.0102 | 4995.0102 | 0
|  | 2052 | 13670.9734 | 2689.3718 | 10981.6016 | 4582.06 | 4582.06 | 0
|  | 2053 | 10981.6016 | 2689.3718 | 8292.2298 | 4169.1099 | 4169.1099 | 0
|  | 2054 | 8292.2298 | 2689.3718 | 5602.858 | 3756.1597 | 3756.1597 | 0
|  | 2055 | 5602.858 | 2689.3718 | 2913.4861 | 3343.2096 | 3343.2096 | 0
|  | 2056 | 2913.4861 | 2689.3718 | 224.1143 | 2930.2594 | 2930.2594 | 0
|  | 2057 | 224.1143 | 224.1143 | 0 | 241.3206 | 241.3206 | 0
|  | 2058 | 0 | 0 | 0 | 0 | 0 | 0
|  | 2059 | 0 | 0 | 0 | 0 | 0 | 0
|  | 2060 | 0 | 0 | 0 | 0 | 0 | 0
|  | 2061 | 0 | 0 | 0 | 0 | 0 | 0
|  | 2062 | 0 | 0 | 0 | 0 | 0 | 0
|  | 2063 | 0 | 0 | 0 | 0 | 0 | 0
|  | 2064 | 0 | 0 | 0 | 0 | 0 | 0
|  | 2065 | 0 | 0 | 0 | 0 | 0 | 0
|  | 2066 | 0 | 0 | 0 | 0 | 0 | 0
|  | 2067 | 0 | 0 | 0 | 0 | 0 | 0
|  | 2068 | 0 | 0 | 0 | 0 | 0 | 0
|  | 2069 | 0 | 0 | 0 | 0 | 0 | 0
|  | 2070 | 0 | 0 | 0 | 0 | 0 | 0
|  | 2071 | 0 | 0 | 0 | 0 | 0 | 0
|  | 2072 | 0 | 0 | 0 | 0 | 0 | 0
|  | Project Totals |  |  |  | 519582.2635 | 519582.2635 | 0
** This is the total amount that needs to be reported to PJM for billing to all regions.
## This is the calculation of additional incentive revenue on projects deemed by the FERC to be eligible for an incentive return. This
additional incentive requirement is applicable for the life of this specific project. Each year the revenue requirement calculated for PJM
should be incremented by the amount of the incentive revenue calculated for that year on this project.
In order to calculate the proper monthly RTEP billing amount, PJM requires a 12 month revenue requirement for each RTEP project. As a result, notwithstanding the fact that the project was in service for a partial year, the project revenue requirement in the year that the project goes into service has been annualized (shown at the full-year level) so that PJM will collect the correct monthly billings.
OPCo Worksheet J - ATRR PROJECTED Calculation for PJM Projects Charged to Benefiting Zones | [11 empty] | Page 9 of | 22 | 1
| IV. | Determine the Revenue Requirement, and Additional Revenue Requirement for facilities receiving incentives.
A. Base Plan Facilities
|  | Facilities receiving incentives accepted by FERC in Docket No. |  |  |  |  | (e.g. ER05-925-000) |  | Current Projected Year ARR |  |  | 510247.7468
[9 empty] | Current Projected Year ARR w/ Incentive |  |  | 510247.7468
|  | Project Description: | RTEP ID: b1034.2 (Loop the existing South Canton - Wayview 138kV circuit in-and-out of West Canton) | [5 empty] | Current Projected Year Incentive ARR |  |  | 0
Details
|  | Investment | 3459640.38 | Current Year |  |  |  | 2023 | CUMULATIVE HISTORY OF PROJECTED ANNUAL REVENUE REQUIREMENTS:
|  | Service Year (yyyy) | 2015 | ROE increase accepted by FERC (Basis Points) |  |  |  | 0 | CUMULATIVE HISTORY OF PROJECTED ANNUAL REVENUE REQUIREMENTS:
|  | Service Month (1-12) | 3 | FCR w/o incentives, less depreciation |  |  |  | 15.35% | INPUT PROJECTED ARR (WITH & WITHOUT INCENTIVES) FROM EACH PRIOR YEAR
|  | Useful life | 44 | FCR w/incentives approved for these facilities, less dep. |  |  |  | 15.35% | TEMPLATE BELOW TO MAINTAIN HISTORY OF PROJECTED ARRS OVER THE
|  | CIAC (Yes or No) | No | Annual Depreciation Expense |  |  |  | 78628.1905 | LIFE OF THE PROJECT.
|  | Investment | Beginning | Depreciation | Ending | RTEP Rev. Req't. | RTEP Rev. Req't. | Incentive Rev. | RTEP Projected Rev. Req't.From Prior Year Template |  | RTEP Projected Rev. Req't.From Prior Year Template
|  | Year | Balance | Expense | Balance | w/o Incentives | with Incentives ** | Requirement ## | w/o Incentives |  | with Incentives **
|  | 2015 | 3459640.38 | 58971.1428 | 3400669.2372 | 585667.7344 | 585667.7344 | 0 | 652736 |  | 652736
|  | 2016 | 3400669.2372 | 78628.1905 | 3322041.0467 | 594760.667 | 594760.667 | 0 | 666514 |  | 666514
|  | 2017 | 3322041.0467 | 78628.1905 | 3243412.8562 | 582687.3927 | 582687.3927 | 0 | 674329 |  | 674329
|  | 2018 | 3243412.8562 | 78628.1905 | 3164784.6658 | 570614.1183 | 570614.1183 | 0 | 563359 |  | 563359
|  | 2019 | 3164784.6658 | 78628.1905 | 3086156.4753 | 558540.844 | 558540.844 | 0 | 548043.7745 |  | 548043.7745
|  | 2020 | 3086156.4753 | 78628.1905 | 3007528.2849 | 546467.5697 | 546467.5697 | 0 | 528209.6882 |  | 528209.6882
|  | 2021 | 3007528.2849 | 78628.1905 | 2928900.0944 | 534394.2954 | 534394.2954 | 0 | 504122.3248 |  | 504122.3248
|  | 2022 | 2928900.0944 | 78628.1905 | 2850271.904 | 522321.0211 | 522321.0211 | 0 | 494899.4285 |  | 494899.4285
|  | 2023 | 2850271.904 | 78628.1905 | 2771643.7135 | 510247.7468 | 510247.7468 | 0
|  | 2024 | 2771643.7135 | 78628.1905 | 2693015.5231 | 498174.4725 | 498174.4725 | 0
|  | 2025 | 2693015.5231 | 78628.1905 | 2614387.3326 | 486101.1982 | 486101.1982 | 0
|  | 2026 | 2614387.3326 | 78628.1905 | 2535759.1422 | 474027.9239 | 474027.9239 | 0
|  | 2027 | 2535759.1422 | 78628.1905 | 2457130.9517 | 461954.6496 | 461954.6496 | 0
|  | 2028 | 2457130.9517 | 78628.1905 | 2378502.7612 | 449881.3753 | 449881.3753 | 0
|  | 2029 | 2378502.7612 | 78628.1905 | 2299874.5708 | 437808.101 | 437808.101 | 0
|  | 2030 | 2299874.5708 | 78628.1905 | 2221246.3803 | 425734.8267 | 425734.8267 | 0
|  | 2031 | 2221246.3803 | 78628.1905 | 2142618.1899 | 413661.5524 | 413661.5524 | 0
|  | 2032 | 2142618.1899 | 78628.1905 | 2063989.9994 | 401588.2781 | 401588.2781 | 0
|  | 2033 | 2063989.9994 | 78628.1905 | 1985361.809 | 389515.0038 | 389515.0038 | 0
|  | 2034 | 1985361.809 | 78628.1905 | 1906733.6185 | 377441.7295 | 377441.7295 | 0
|  | 2035 | 1906733.6185 | 78628.1905 | 1828105.4281 | 365368.4552 | 365368.4552 | 0
|  | 2036 | 1828105.4281 | 78628.1905 | 1749477.2376 | 353295.1809 | 353295.1809 | 0
|  | 2037 | 1749477.2376 | 78628.1905 | 1670849.0472 | 341221.9066 | 341221.9066 | 0
|  | 2038 | 1670849.0472 | 78628.1905 | 1592220.8567 | 329148.6323 | 329148.6323 | 0
|  | 2039 | 1592220.8567 | 78628.1905 | 1513592.6663 | 317075.358 | 317075.358 | 0
|  | 2040 | 1513592.6663 | 78628.1905 | 1434964.4758 | 305002.0837 | 305002.0837 | 0
|  | 2041 | 1434964.4758 | 78628.1905 | 1356336.2853 | 292928.8094 | 292928.8094 | 0
|  | 2042 | 1356336.2853 | 78628.1905 | 1277708.0949 | 280855.535 | 280855.535 | 0
|  | 2043 | 1277708.0949 | 78628.1905 | 1199079.9044 | 268782.2607 | 268782.2607 | 0
|  | 2044 | 1199079.9044 | 78628.1905 | 1120451.714 | 256708.9864 | 256708.9864 | 0
|  | 2045 | 1120451.714 | 78628.1905 | 1041823.5235 | 244635.7121 | 244635.7121 | 0
|  | 2046 | 1041823.5235 | 78628.1905 | 963195.3331 | 232562.4378 | 232562.4378 | 0
|  | 2047 | 963195.3331 | 78628.1905 | 884567.1426 | 220489.1635 | 220489.1635 | 0
|  | 2048 | 884567.1426 | 78628.1905 | 805938.9522 | 208415.8892 | 208415.8892 | 0
|  | 2049 | 805938.9522 | 78628.1905 | 727310.7617 | 196342.6149 | 196342.6149 | 0
|  | 2050 | 727310.7617 | 78628.1905 | 648682.5713 | 184269.3406 | 184269.3406 | 0
|  | 2051 | 648682.5713 | 78628.1905 | 570054.3808 | 172196.0663 | 172196.0663 | 0
|  | 2052 | 570054.3808 | 78628.1905 | 491426.1903 | 160122.792 | 160122.792 | 0
|  | 2053 | 491426.1903 | 78628.1905 | 412797.9999 | 148049.5177 | 148049.5177 | 0
|  | 2054 | 412797.9999 | 78628.1905 | 334169.8094 | 135976.2434 | 135976.2434 | 0
|  | 2055 | 334169.8094 | 78628.1905 | 255541.619 | 123902.9691 | 123902.9691 | 0
|  | 2056 | 255541.619 | 78628.1905 | 176913.4285 | 111829.6948 | 111829.6948 | 0
|  | 2057 | 176913.4285 | 78628.1905 | 98285.2381 | 99756.4205 | 99756.4205 | 0
|  | 2058 | 98285.2381 | 78628.1905 | 19657.0476 | 87683.1462 | 87683.1462 | 0
|  | 2059 | 19657.0476 | 19657.0476 | 0 | 21166.2069 | 21166.2069 | 0
|  | 2060 | 0 | 0 | 0 | 0 | 0 | 0
|  | 2061 | 0 | 0 | 0 | 0 | 0 | 0
|  | 2062 | 0 | 0 | 0 | 0 | 0 | 0
|  | 2063 | 0 | 0 | 0 | 0 | 0 | 0
|  | 2064 | 0 | 0 | 0 | 0 | 0 | 0
|  | 2065 | 0 | 0 | 0 | 0 | 0 | 0
|  | 2066 | 0 | 0 | 0 | 0 | 0 | 0
|  | 2067 | 0 | 0 | 0 | 0 | 0 | 0
|  | 2068 | 0 | 0 | 0 | 0 | 0 | 0
|  | 2069 | 0 | 0 | 0 | 0 | 0 | 0
|  | 2070 | 0 | 0 | 0 | 0 | 0 | 0
|  | 2071 | 0 | 0 | 0 | 0 | 0 | 0
|  | 2072 | 0 | 0 | 0 | 0 | 0 | 0
|  | 2073 | 0 | 0 | 0 | 0 | 0 | 0
|  | 2074 | 0 | 0 | 0 | 0 | 0 | 0
|  | Project Totals |  |  |  | 15279375.9238 | 15279375.9238 | 0
** This is the total amount that needs to be reported to PJM for billing to all regions.
## This is the calculation of additional incentive revenue on projects deemed by the FERC to be eligible for an incentive return. This
additional incentive requirement is applicable for the life of this specific project. Each year the revenue requirement calculated for PJM
should be incremented by the amount of the incentive revenue calculated for that year on this project.
In order to calculate the proper monthly RTEP billing amount, PJM requires a 12 month revenue requirement for each RTEP project. As a result, notwithstanding the fact that the project was in service for a partial year, the project revenue requirement in the year that the project goes into service has been annualized (shown at the full-year level) so that PJM will collect the correct monthly billings.
OPCo Worksheet J - ATRR PROJECTED Calculation for PJM Projects Charged to Benefiting Zones | [11 empty] | Page 10 of | 22 | 1
| IV. | Determine the Revenue Requirement, and Additional Revenue Requirement for facilities receiving incentives.
A. Base Plan Facilities
|  | Facilities receiving incentives accepted by FERC in Docket No. |  |  |  |  | (e.g. ER05-925-000) |  | Current Projected Year ARR |  |  | 636434.5293
[9 empty] | Current Projected Year ARR w/ Incentive |  |  | 636434.5293
|  | Project Description: | RTEP ID: b1034.7 (Replace all obsolete 138kV circuit breakers at the Torrey and Wagenhals stations) | [5 empty] | Current Projected Year Incentive ARR |  |  | 0
Details
|  | Investment | 4474020.16 | Current Year |  |  |  | 2023 | CUMULATIVE HISTORY OF PROJECTED ANNUAL REVENUE REQUIREMENTS:
|  | Service Year (yyyy) | 2013 | ROE increase accepted by FERC (Basis Points) |  |  |  | 0 | CUMULATIVE HISTORY OF PROJECTED ANNUAL REVENUE REQUIREMENTS:
|  | Service Month (1-12) | 9 | FCR w/o incentives, less depreciation |  |  |  | 15.35% | INPUT PROJECTED ARR (WITH & WITHOUT INCENTIVES) FROM EACH PRIOR YEAR
|  | Useful life | 44 | FCR w/incentives approved for these facilities, less dep. |  |  |  | 15.35% | TEMPLATE BELOW TO MAINTAIN HISTORY OF PROJECTED ARRS OVER THE
|  | CIAC (Yes or No) | No | Annual Depreciation Expense |  |  |  | 101682.2764 | LIFE OF THE PROJECT.
|  | Investment | Beginning | Depreciation | Ending | RTEP Rev. Req't. | RTEP Rev. Req't. | Incentive Rev. | RTEP Projected Rev. Req't.From Prior Year Template |  | RTEP Projected Rev. Req't.From Prior Year Template
|  | Year | Balance | Expense | Balance | w/o Incentives | with Incentives ** | Requirement ## | w/o Incentives |  | with Incentives **
|  | 2013 | 4474020.16 | 25420.5691 | 4448599.5909 | 710449.9151 | 710449.9151 | 0 | 1e-06 |  | 1e-06
|  | 2014 | 4448599.5909 | 101682.2764 | 4346917.3145 | 776953.3695 | 776953.3695 | 0 | 95797 |  | 95797
|  | 2015 | 4346917.3145 | 101682.2764 | 4245235.0382 | 761340.1651 | 761340.1651 | 0 | 660744 |  | 660744
|  | 2016 | 4245235.0382 | 101682.2764 | 4143552.7618 | 745726.9606 | 745726.9606 | 0 | 821901 |  | 821901
|  | 2017 | 4143552.7618 | 101682.2764 | 4041870.4855 | 730113.7561 | 730113.7561 | 0 | 828442 |  | 828442
|  | 2018 | 4041870.4855 | 101682.2764 | 3940188.2091 | 714500.5517 | 714500.5517 | 0 | 652807 |  | 652807
|  | 2019 | 3940188.2091 | 101682.2764 | 3838505.9327 | 698887.3472 | 698887.3472 | 0 | 685825 |  | 685825
|  | 2020 | 3838505.9327 | 101682.2764 | 3736823.6564 | 683274.1427 | 683274.1427 | 0 | 660577.0096 |  | 660577.0096
|  | 2021 | 3736823.6564 | 101682.2764 | 3635141.38 | 667660.9383 | 667660.9383 | 0 | 630068.6993 |  | 630068.6993
|  | 2022 | 3635141.38 | 101682.2764 | 3533459.1036 | 652047.7338 | 652047.7338 | 0 | 618033.5095 |  | 618033.5095
|  | 2023 | 3533459.1036 | 101682.2764 | 3431776.8273 | 636434.5293 | 636434.5293 | 0
|  | 2024 | 3431776.8273 | 101682.2764 | 3330094.5509 | 620821.3249 | 620821.3249 | 0
|  | 2025 | 3330094.5509 | 101682.2764 | 3228412.2745 | 605208.1204 | 605208.1204 | 0
|  | 2026 | 3228412.2745 | 101682.2764 | 3126729.9982 | 589594.9159 | 589594.9159 | 0
|  | 2027 | 3126729.9982 | 101682.2764 | 3025047.7218 | 573981.7115 | 573981.7115 | 0
|  | 2028 | 3025047.7218 | 101682.2764 | 2923365.4455 | 558368.507 | 558368.507 | 0
|  | 2029 | 2923365.4455 | 101682.2764 | 2821683.1691 | 542755.3025 | 542755.3025 | 0
|  | 2030 | 2821683.1691 | 101682.2764 | 2720000.8927 | 527142.0981 | 527142.0981 | 0
|  | 2031 | 2720000.8927 | 101682.2764 | 2618318.6164 | 511528.8936 | 511528.8936 | 0
|  | 2032 | 2618318.6164 | 101682.2764 | 2516636.34 | 495915.6891 | 495915.6891 | 0
|  | 2033 | 2516636.34 | 101682.2764 | 2414954.0636 | 480302.4847 | 480302.4847 | 0
|  | 2034 | 2414954.0636 | 101682.2764 | 2313271.7873 | 464689.2802 | 464689.2802 | 0
|  | 2035 | 2313271.7873 | 101682.2764 | 2211589.5109 | 449076.0757 | 449076.0757 | 0
|  | 2036 | 2211589.5109 | 101682.2764 | 2109907.2345 | 433462.8713 | 433462.8713 | 0
|  | 2037 | 2109907.2345 | 101682.2764 | 2008224.9582 | 417849.6668 | 417849.6668 | 0
|  | 2038 | 2008224.9582 | 101682.2764 | 1906542.6818 | 402236.4623 | 402236.4623 | 0
|  | 2039 | 1906542.6818 | 101682.2764 | 1804860.4055 | 386623.2579 | 386623.2579 | 0
|  | 2040 | 1804860.4055 | 101682.2764 | 1703178.1291 | 371010.0534 | 371010.0534 | 0
|  | 2041 | 1703178.1291 | 101682.2764 | 1601495.8527 | 355396.8489 | 355396.8489 | 0
|  | 2042 | 1601495.8527 | 101682.2764 | 1499813.5764 | 339783.6445 | 339783.6445 | 0
|  | 2043 | 1499813.5764 | 101682.2764 | 1398131.3 | 324170.44 | 324170.44 | 0
|  | 2044 | 1398131.3 | 101682.2764 | 1296449.0236 | 308557.2355 | 308557.2355 | 0
|  | 2045 | 1296449.0236 | 101682.2764 | 1194766.7473 | 292944.0311 | 292944.0311 | 0
|  | 2046 | 1194766.7473 | 101682.2764 | 1093084.4709 | 277330.8266 | 277330.8266 | 0
|  | 2047 | 1093084.4709 | 101682.2764 | 991402.1945 | 261717.6221 | 261717.6221 | 0
|  | 2048 | 991402.1945 | 101682.2764 | 889719.9182 | 246104.4177 | 246104.4177 | 0
|  | 2049 | 889719.9182 | 101682.2764 | 788037.6418 | 230491.2132 | 230491.2132 | 0
|  | 2050 | 788037.6418 | 101682.2764 | 686355.3655 | 214878.0087 | 214878.0087 | 0
|  | 2051 | 686355.3655 | 101682.2764 | 584673.0891 | 199264.8043 | 199264.8043 | 0
|  | 2052 | 584673.0891 | 101682.2764 | 482990.8127 | 183651.5998 | 183651.5998 | 0
|  | 2053 | 482990.8127 | 101682.2764 | 381308.5364 | 168038.3953 | 168038.3953 | 0
|  | 2054 | 381308.5364 | 101682.2764 | 279626.26 | 152425.1909 | 152425.1909 | 0
|  | 2055 | 279626.26 | 101682.2764 | 177943.9836 | 136811.9864 | 136811.9864 | 0
|  | 2056 | 177943.9836 | 101682.2764 | 76261.7073 | 121198.7819 | 121198.7819 | 0
|  | 2057 | 76261.7073 | 76261.7073 | 0 | 82116.6589 | 82116.6589 | 0
|  | 2058 | 0 | 0 | 0 | 0 | 0 | 0
|  | 2059 | 0 | 0 | 0 | 0 | 0 | 0
|  | 2060 | 0 | 0 | 0 | 0 | 0 | 0
|  | 2061 | 0 | 0 | 0 | 0 | 0 | 0
|  | 2062 | 0 | 0 | 0 | 0 | 0 | 0
|  | 2063 | 0 | 0 | 0 | 0 | 0 | 0
|  | 2064 | 0 | 0 | 0 | 0 | 0 | 0
|  | 2065 | 0 | 0 | 0 | 0 | 0 | 0
|  | 2066 | 0 | 0 | 0 | 0 | 0 | 0
|  | 2067 | 0 | 0 | 0 | 0 | 0 | 0
|  | 2068 | 0 | 0 | 0 | 0 | 0 | 0
|  | 2069 | 0 | 0 | 0 | 0 | 0 | 0
|  | 2070 | 0 | 0 | 0 | 0 | 0 | 0
|  | 2071 | 0 | 0 | 0 | 0 | 0 | 0
|  | 2072 | 0 | 0 | 0 | 0 | 0 | 0
|  | Project Totals |  |  |  | 20102837.8311 | 20102837.8311 | 0
** This is the total amount that needs to be reported to PJM for billing to all regions.
## This is the calculation of additional incentive revenue on projects deemed by the FERC to be eligible for an incentive return. This
additional incentive requirement is applicable for the life of this specific project. Each year the revenue requirement calculated for PJM
should be incremented by the amount of the incentive revenue calculated for that year on this project.
In order to calculate the proper monthly RTEP billing amount, PJM requires a 12 month revenue requirement for each RTEP project. As a result, notwithstanding the fact that the project was in service for a partial year, the project revenue requirement in the year that the project goes into service has been annualized (shown at the full-year level) so that PJM will collect the correct monthly billings.
OPCo Worksheet J - ATRR PROJECTED Calculation for PJM Projects Charged to Benefiting Zones | [11 empty] | Page 11 of | 22 | 1
| IV. | Determine the Revenue Requirement, and Additional Revenue Requirement for facilities receiving incentives.
A. Base Plan Facilities
|  | Facilities receiving incentives accepted by FERC in Docket No. |  |  |  |  | (e.g. ER05-925-000) |  | Current Projected Year ARR |  |  | 0
[9 empty] | Current Projected Year ARR w/ Incentive |  |  | 0
|  | Project Description: | RTEP ID: b1970 (Reconductor 13 miles of Kammer-West Bellaire 345 kV line) | [5 empty] | Current Projected Year Incentive ARR |  |  | 0
Details
|  | Investment | 0 | Current Year |  |  |  | 2023 | CUMULATIVE HISTORY OF PROJECTED ANNUAL REVENUE REQUIREMENTS:
|  | Service Year (yyyy) | 2014 | ROE increase accepted by FERC (Basis Points) |  |  |  | 0 | CUMULATIVE HISTORY OF PROJECTED ANNUAL REVENUE REQUIREMENTS:
|  | Service Month (1-12) | 12 | FCR w/o incentives, less depreciation |  |  |  | 15.35% | INPUT PROJECTED ARR (WITH & WITHOUT INCENTIVES) FROM EACH PRIOR YEAR
|  | Useful life | 44 | FCR w/incentives approved for these facilities, less dep. |  |  |  | 15.35% | TEMPLATE BELOW TO MAINTAIN HISTORY OF PROJECTED ARRS OVER THE
|  | CIAC (Yes or No) | No | Annual Depreciation Expense |  |  |  | 0 | LIFE OF THE PROJECT.
|  | Investment | Beginning | Depreciation | Ending | RTEP Rev. Req't. | RTEP Rev. Req't. | Incentive Rev. | RTEP Projected Rev. Req't.From Prior Year Template |  | RTEP Projected Rev. Req't.From Prior Year Template
|  | Year | Balance | Expense | Balance | w/o Incentives | with Incentives ** | Requirement ## | w/o Incentives |  | with Incentives **
|  | 2014 | 0 | 0 | 0 | 0 | 0 | 0 | 99055 |  | 99055
|  | 2015 | 0 | 0 | 0 | 0 | 0 | 0 | 178664 |  | 178664
|  | 2016 | 0 | 0 | 0 | 0 | 0 | 0 | 174005 |  | 174005
|  | 2017 | 0 | 0 | 0 | 0 | 0 | 0 | 176014 |  | 174014
|  | 2018 | 0 | 0 | 0 | 0 | 0 | 0 | 137768 |  | 137768
|  | 2019 | 0 | 0 | 0 | 0 | 0 | 0 | 0 |  | 0
|  | 2020 | 0 | 0 | 0 | 0 | 0 | 0
|  | 2021 | 0 | 0 | 0 | 0 | 0 | 0
|  | 2022 | 0 | 0 | 0 | 0 | 0 | 0
|  | 2023 | 0 | 0 | 0 | 0 | 0 | 0
|  | 2024 | 0 | 0 | 0 | 0 | 0 | 0
|  | 2025 | 0 | 0 | 0 | 0 | 0 | 0
|  | 2026 | 0 | 0 | 0 | 0 | 0 | 0
|  | 2027 | 0 | 0 | 0 | 0 | 0 | 0
|  | 2028 | 0 | 0 | 0 | 0 | 0 | 0
|  | 2029 | 0 | 0 | 0 | 0 | 0 | 0
|  | 2030 | 0 | 0 | 0 | 0 | 0 | 0
|  | 2031 | 0 | 0 | 0 | 0 | 0 | 0
|  | 2032 | 0 | 0 | 0 | 0 | 0 | 0
|  | 2033 | 0 | 0 | 0 | 0 | 0 | 0
|  | 2034 | 0 | 0 | 0 | 0 | 0 | 0
|  | 2035 | 0 | 0 | 0 | 0 | 0 | 0
|  | 2036 | 0 | 0 | 0 | 0 | 0 | 0
|  | 2037 | 0 | 0 | 0 | 0 | 0 | 0
|  | 2038 | 0 | 0 | 0 | 0 | 0 | 0
|  | 2039 | 0 | 0 | 0 | 0 | 0 | 0
|  | 2040 | 0 | 0 | 0 | 0 | 0 | 0
|  | 2041 | 0 | 0 | 0 | 0 | 0 | 0
|  | 2042 | 0 | 0 | 0 | 0 | 0 | 0
|  | 2043 | 0 | 0 | 0 | 0 | 0 | 0
|  | 2044 | 0 | 0 | 0 | 0 | 0 | 0
|  | 2045 | 0 | 0 | 0 | 0 | 0 | 0
|  | 2046 | 0 | 0 | 0 | 0 | 0 | 0
|  | 2047 | 0 | 0 | 0 | 0 | 0 | 0
|  | 2048 | 0 | 0 | 0 | 0 | 0 | 0
|  | 2049 | 0 | 0 | 0 | 0 | 0 | 0
|  | 2050 | 0 | 0 | 0 | 0 | 0 | 0
|  | 2051 | 0 | 0 | 0 | 0 | 0 | 0
|  | 2052 | 0 | 0 | 0 | 0 | 0 | 0
|  | 2053 | 0 | 0 | 0 | 0 | 0 | 0
|  | 2054 | 0 | 0 | 0 | 0 | 0 | 0
|  | 2055 | 0 | 0 | 0 | 0 | 0 | 0
|  | 2056 | 0 | 0 | 0 | 0 | 0 | 0
|  | 2057 | 0 | 0 | 0 | 0 | 0 | 0
|  | 2058 | 0 | 0 | 0 | 0 | 0 | 0
|  | 2059 | 0 | 0 | 0 | 0 | 0 | 0
|  | 2060 | 0 | 0 | 0 | 0 | 0 | 0
|  | 2061 | 0 | 0 | 0 | 0 | 0 | 0
|  | 2062 | 0 | 0 | 0 | 0 | 0 | 0
|  | 2063 | 0 | 0 | 0 | 0 | 0 | 0
|  | 2064 | 0 | 0 | 0 | 0 | 0 | 0
|  | 2065 | 0 | 0 | 0 | 0 | 0 | 0
|  | 2066 | 0 | 0 | 0 | 0 | 0 | 0
|  | 2067 | 0 | 0 | 0 | 0 | 0 | 0
|  | 2068 | 0 | 0 | 0 | 0 | 0 | 0
|  | 2069 | 0 | 0 | 0 | 0 | 0 | 0
|  | 2070 | 0 | 0 | 0 | 0 | 0 | 0
|  | 2071 | 0 | 0 | 0 | 0 | 0 | 0
|  | 2072 | 0 | 0 | 0 | 0 | 0 | 0
|  | 2073 | 0 | 0 | 0 | 0 | 0 | 0
|  | Project Totals |  |  |  | 0 | 0 | 0
** This is the total amount that needs to be reported to PJM for billing to all regions.
## This is the calculation of additional incentive revenue on projects deemed by the FERC to be eligible for an incentive return. This
additional incentive requirement is applicable for the life of this specific project. Each year the revenue requirement calculated for PJM
should be incremented by the amount of the incentive revenue calculated for that year on this project.
In order to calculate the proper monthly RTEP billing amount, PJM requires a 12 month revenue requirement for each RTEP project. As a result, notwithstanding the fact that the project was in service for a partial year, the project revenue requirement in the year that the project goes into service has been annualized (shown at the full-year level) so that PJM will collect the correct monthly billings.
OPCo Worksheet J - ATRR PROJECTED Calculation for PJM Projects Charged to Benefiting Zones | [11 empty] | Page 12 of | 22 | 1
| IV. | Determine the Revenue Requirement, and Additional Revenue Requirement for facilities receiving incentives.
A. Base Plan Facilities
|  | Facilities receiving incentives accepted by FERC in Docket No. |  |  |  |  | (e.g. ER05-925-000) |  | Current Projected Year ARR |  |  | 1055372.8459
[9 empty] | Current Projected Year ARR w/ Incentive |  |  | 1055372.8459
|  | Project Description: | RTEP ID: b2018 (Loop Conesville-Bixby 345 kV circuit into Ohio Central) | [5 empty] | Current Projected Year Incentive ARR |  |  | 0
Details
|  | Investment | 7169897.79 | Current Year |  |  |  | 2023 | CUMULATIVE HISTORY OF PROJECTED ANNUAL REVENUE REQUIREMENTS:
|  | Service Year (yyyy) | 2015 | ROE increase accepted by FERC (Basis Points) |  |  |  | 0 | CUMULATIVE HISTORY OF PROJECTED ANNUAL REVENUE REQUIREMENTS:
|  | Service Month (1-12) | 2 | FCR w/o incentives, less depreciation |  |  |  | 15.35% | INPUT PROJECTED ARR (WITH & WITHOUT INCENTIVES) FROM EACH PRIOR YEAR
|  | Useful life | 44 | FCR w/incentives approved for these facilities, less dep. |  |  |  | 15.35% | TEMPLATE BELOW TO MAINTAIN HISTORY OF PROJECTED ARRS OVER THE
|  | CIAC (Yes or No) | No | Annual Depreciation Expense |  |  |  | 162952.2225 | LIFE OF THE PROJECT.
|  | Investment | Beginning | Depreciation | Ending | RTEP Rev. Req't. | RTEP Rev. Req't. | Incentive Rev. | RTEP Projected Rev. Req't.From Prior Year Template |  | RTEP Projected Rev. Req't.From Prior Year Template
|  | Year | Balance | Expense | Balance | w/o Incentives | with Incentives ** | Requirement ## | w/o Incentives |  | with Incentives **
|  | 2015 | 7169897.79 | 135793.5187 | 7034104.2713 | 1226298.1591 | 1226298.1591 | 0 | 250071 |  | 250071
|  | 2016 | 7034104.2713 | 162952.2225 | 6871152.0488 | 1230520.8188 | 1230520.8188 | 0 | 77068 |  | 77068
|  | 2017 | 6871152.0488 | 162952.2225 | 6708199.8262 | 1205499.6798 | 1205499.6798 | 0 | 123326 |  | 123326
|  | 2018 | 6708199.8262 | 162952.2225 | 6545247.6037 | 1180478.5408 | 1180478.5408 | 0 | 1165473 |  | 1165473
|  | 2019 | 6545247.6037 | 162952.2225 | 6382295.3812 | 1155457.4018 | 1155457.4018 | 0 | 1133749 |  | 1133749
|  | 2020 | 6382295.3812 | 162952.2225 | 6219343.1587 | 1130436.2629 | 1130436.2629 | 0 | 1092679.4201 |  | 1092679.4201
|  | 2021 | 6219343.1587 | 162952.2225 | 6056390.9362 | 1105415.1239 | 1105415.1239 | 0 | 1042816.9121 |  | 1042816.9121
|  | 2022 | 6056390.9362 | 162952.2225 | 5893438.7137 | 1080393.9849 | 1080393.9849 | 0 | 1023693.3818 |  | 1023693.3818
|  | 2023 | 5893438.7137 | 162952.2225 | 5730486.4912 | 1055372.8459 | 1055372.8459 | 0
|  | 2024 | 5730486.4912 | 162952.2225 | 5567534.2687 | 1030351.707 | 1030351.707 | 0
|  | 2025 | 5567534.2687 | 162952.2225 | 5404582.0462 | 1005330.568 | 1005330.568 | 0
|  | 2026 | 5404582.0462 | 162952.2225 | 5241629.8237 | 980309.429 | 980309.429 | 0
|  | 2027 | 5241629.8237 | 162952.2225 | 5078677.6012 | 955288.29 | 955288.29 | 0
|  | 2028 | 5078677.6012 | 162952.2225 | 4915725.3787 | 930267.1511 | 930267.1511 | 0
|  | 2029 | 4915725.3787 | 162952.2225 | 4752773.1562 | 905246.0121 | 905246.0121 | 0
|  | 2030 | 4752773.1562 | 162952.2225 | 4589820.9337 | 880224.8731 | 880224.8731 | 0
|  | 2031 | 4589820.9337 | 162952.2225 | 4426868.7112 | 855203.7341 | 855203.7341 | 0
|  | 2032 | 4426868.7112 | 162952.2225 | 4263916.4887 | 830182.5952 | 830182.5952 | 0
|  | 2033 | 4263916.4887 | 162952.2225 | 4100964.2662 | 805161.4562 | 805161.4562 | 0
|  | 2034 | 4100964.2662 | 162952.2225 | 3938012.0437 | 780140.3172 | 780140.3172 | 0
|  | 2035 | 3938012.0437 | 162952.2225 | 3775059.8212 | 755119.1782 | 755119.1782 | 0
|  | 2036 | 3775059.8212 | 162952.2225 | 3612107.5987 | 730098.0393 | 730098.0393 | 0
|  | 2037 | 3612107.5987 | 162952.2225 | 3449155.3762 | 705076.9003 | 705076.9003 | 0
|  | 2038 | 3449155.3762 | 162952.2225 | 3286203.1537 | 680055.7613 | 680055.7613 | 0
|  | 2039 | 3286203.1537 | 162952.2225 | 3123250.9312 | 655034.6223 | 655034.6223 | 0
|  | 2040 | 3123250.9312 | 162952.2225 | 2960298.7087 | 630013.4834 | 630013.4834 | 0
|  | 2041 | 2960298.7087 | 162952.2225 | 2797346.4862 | 604992.3444 | 604992.3444 | 0
|  | 2042 | 2797346.4862 | 162952.2225 | 2634394.2637 | 579971.2054 | 579971.2054 | 0
|  | 2043 | 2634394.2637 | 162952.2225 | 2471442.0412 | 554950.0664 | 554950.0664 | 0
|  | 2044 | 2471442.0412 | 162952.2225 | 2308489.8187 | 529928.9275 | 529928.9275 | 0
|  | 2045 | 2308489.8187 | 162952.2225 | 2145537.5962 | 504907.7885 | 504907.7885 | 0
|  | 2046 | 2145537.5962 | 162952.2225 | 1982585.3737 | 479886.6495 | 479886.6495 | 0
|  | 2047 | 1982585.3737 | 162952.2225 | 1819633.1512 | 454865.5105 | 454865.5105 | 0
|  | 2048 | 1819633.1512 | 162952.2225 | 1656680.9287 | 429844.3716 | 429844.3716 | 0
|  | 2049 | 1656680.9287 | 162952.2225 | 1493728.7062 | 404823.2326 | 404823.2326 | 0
|  | 2050 | 1493728.7062 | 162952.2225 | 1330776.4837 | 379802.0936 | 379802.0936 | 0
|  | 2051 | 1330776.4837 | 162952.2225 | 1167824.2612 | 354780.9546 | 354780.9546 | 0
|  | 2052 | 1167824.2612 | 162952.2225 | 1004872.0387 | 329759.8157 | 329759.8157 | 0
|  | 2053 | 1004872.0387 | 162952.2225 | 841919.8162 | 304738.6767 | 304738.6767 | 0
|  | 2054 | 841919.8162 | 162952.2225 | 678967.5937 | 279717.5377 | 279717.5377 | 0
|  | 2055 | 678967.5937 | 162952.2225 | 516015.3712 | 254696.3987 | 254696.3987 | 0
|  | 2056 | 516015.3712 | 162952.2225 | 353063.1487 | 229675.2598 | 229675.2598 | 0
|  | 2057 | 353063.1487 | 162952.2225 | 190110.9262 | 204654.1208 | 204654.1208 | 0
|  | 2058 | 190110.9262 | 162952.2225 | 27158.7037 | 179632.9818 | 179632.9818 | 0
|  | 2059 | 27158.7037 | 27158.7037 | 0 | 29243.7987 | 29243.7987 | 0
|  | 2060 | 0 | 0 | 0 | 0 | 0 | 0
|  | 2061 | 0 | 0 | 0 | 0 | 0 | 0
|  | 2062 | 0 | 0 | 0 | 0 | 0 | 0
|  | 2063 | 0 | 0 | 0 | 0 | 0 | 0
|  | 2064 | 0 | 0 | 0 | 0 | 0 | 0
|  | 2065 | 0 | 0 | 0 | 0 | 0 | 0
|  | 2066 | 0 | 0 | 0 | 0 | 0 | 0
|  | 2067 | 0 | 0 | 0 | 0 | 0 | 0
|  | 2068 | 0 | 0 | 0 | 0 | 0 | 0
|  | 2069 | 0 | 0 | 0 | 0 | 0 | 0
|  | 2070 | 0 | 0 | 0 | 0 | 0 | 0
|  | 2071 | 0 | 0 | 0 | 0 | 0 | 0
|  | 2072 | 0 | 0 | 0 | 0 | 0 | 0
|  | 2073 | 0 | 0 | 0 | 0 | 0 | 0
|  | 2074 | 0 | 0 | 0 | 0 | 0 | 0
|  | Project Totals |  |  |  | 31573848.6703 | 31573848.6703 | 0
** This is the total amount that needs to be reported to PJM for billing to all regions.
## This is the calculation of additional incentive revenue on projects deemed by the FERC to be eligible for an incentive return. This
additional incentive requirement is applicable for the life of this specific project. Each year the revenue requirement calculated for PJM
should be incremented by the amount of the incentive revenue calculated for that year on this project.
In order to calculate the proper monthly RTEP billing amount, PJM requires a 12 month revenue requirement for each RTEP project. As a result, notwithstanding the fact that the project was in service for a partial year, the project revenue requirement in the year that the project goes into service has been annualized (shown at the full-year level) so that PJM will collect the correct monthly billings.
OPCo Worksheet J - ATRR PROJECTED Calculation for PJM Projects Charged to Benefiting Zones | [11 empty] | Page 13 of | 22 | 1
| IV. | Determine the Revenue Requirement, and Additional Revenue Requirement for facilities receiving incentives.
A. Base Plan Facilities
|  | Facilities receiving incentives accepted by FERC in Docket No. |  |  |  |  | (e.g. ER05-925-000) |  | Current Projected Year ARR |  |  | 180198.7314
[9 empty] | Current Projected Year ARR w/ Incentive |  |  | 180198.7314
|  | Project Description: | RTEP ID: b1032.4 (Loop the existing South Canton - Wayview 138kV circuit in-and-out of West Canton) | [5 empty] | Current Projected Year Incentive ARR |  |  | 0
Details
|  | Investment | 1214619.18 | Current Year |  |  |  | 2023 | CUMULATIVE HISTORY OF PROJECTED ANNUAL REVENUE REQUIREMENTS:
|  | Service Year (yyyy) | 2015 | ROE increase accepted by FERC (Basis Points) |  |  |  | 0 | CUMULATIVE HISTORY OF PROJECTED ANNUAL REVENUE REQUIREMENTS:
|  | Service Month (1-12) | 6 | FCR w/o incentives, less depreciation |  |  |  | 15.35% | INPUT PROJECTED ARR (WITH & WITHOUT INCENTIVES) FROM EACH PRIOR YEAR
|  | Useful life | 44 | FCR w/incentives approved for these facilities, less dep. |  |  |  | 15.35% | TEMPLATE BELOW TO MAINTAIN HISTORY OF PROJECTED ARRS OVER THE
|  | CIAC (Yes or No) | No | Annual Depreciation Expense |  |  |  | 27604.9814 | LIFE OF THE PROJECT.
|  | Investment | Beginning | Depreciation | Ending | RTEP Rev. Req't. | RTEP Rev. Req't. | Incentive Rev. | RTEP Projected Rev. Req't.From Prior Year Template |  | RTEP Projected Rev. Req't.From Prior Year Template
|  | Year | Balance | Expense | Balance | w/o Incentives | with Incentives ** | Requirement ## | w/o Incentives |  | with Incentives **
|  | 2015 | 1214619.18 | 13802.4907 | 1200816.6893 | 199246.2841 | 199246.2841 | 0 | 247850 |  | 247850
|  | 2016 | 1200816.6893 | 27604.9814 | 1173211.708 | 209869.7383 | 209869.7383 | 0 | 216823 |  | 216823
|  | 2017 | 1173211.708 | 27604.9814 | 1145606.7266 | 205631.023 | 205631.023 | 0 | 219628 |  | 219628
|  | 2018 | 1145606.7266 | 27604.9814 | 1118001.7452 | 201392.3078 | 201392.3078 | 0 | 198829 |  | 198829
|  | 2019 | 1118001.7452 | 27604.9814 | 1090396.7639 | 197153.5925 | 197153.5925 | 0 | 193445 |  | 193445
|  | 2020 | 1090396.7639 | 27604.9814 | 1062791.7825 | 192914.8772 | 192914.8772 | 0 | 186463.4925 |  | 186463.4925
|  | 2021 | 1062791.7825 | 27604.9814 | 1035186.8011 | 188676.1619 | 188676.1619 | 0 | 177977.8123 |  | 177977.8123
|  | 2022 | 1035186.8011 | 27604.9814 | 1007581.8198 | 184437.4467 | 184437.4467 | 0 | 174744.7073 |  | 174744.7073
|  | 2023 | 1007581.8198 | 27604.9814 | 979976.8384 | 180198.7314 | 180198.7314 | 0
|  | 2024 | 979976.8384 | 27604.9814 | 952371.857 | 175960.0161 | 175960.0161 | 0
|  | 2025 | 952371.857 | 27604.9814 | 924766.8757 | 171721.3008 | 171721.3008 | 0
|  | 2026 | 924766.8757 | 27604.9814 | 897161.8943 | 167482.5855 | 167482.5855 | 0
|  | 2027 | 897161.8943 | 27604.9814 | 869556.913 | 163243.8703 | 163243.8703 | 0
|  | 2028 | 869556.913 | 27604.9814 | 841951.9316 | 159005.155 | 159005.155 | 0
|  | 2029 | 841951.9316 | 27604.9814 | 814346.9502 | 154766.4397 | 154766.4397 | 0
|  | 2030 | 814346.9502 | 27604.9814 | 786741.9689 | 150527.7244 | 150527.7244 | 0
|  | 2031 | 786741.9689 | 27604.9814 | 759136.9875 | 146289.0091 | 146289.0091 | 0
|  | 2032 | 759136.9875 | 27604.9814 | 731532.0061 | 142050.2939 | 142050.2939 | 0
|  | 2033 | 731532.0061 | 27604.9814 | 703927.0248 | 137811.5786 | 137811.5786 | 0
|  | 2034 | 703927.0248 | 27604.9814 | 676322.0434 | 133572.8633 | 133572.8633 | 0
|  | 2035 | 676322.0434 | 27604.9814 | 648717.062 | 129334.148 | 129334.148 | 0
|  | 2036 | 648717.062 | 27604.9814 | 621112.0807 | 125095.4328 | 125095.4328 | 0
|  | 2037 | 621112.0807 | 27604.9814 | 593507.0993 | 120856.7175 | 120856.7175 | 0
|  | 2038 | 593507.0993 | 27604.9814 | 565902.118 | 116618.0022 | 116618.0022 | 0
|  | 2039 | 565902.118 | 27604.9814 | 538297.1366 | 112379.2869 | 112379.2869 | 0
|  | 2040 | 538297.1366 | 27604.9814 | 510692.1552 | 108140.5716 | 108140.5716 | 0
|  | 2041 | 510692.1552 | 27604.9814 | 483087.1739 | 103901.8564 | 103901.8564 | 0
|  | 2042 | 483087.1739 | 27604.9814 | 455482.1925 | 99663.1411 | 99663.1411 | 0
|  | 2043 | 455482.1925 | 27604.9814 | 427877.2111 | 95424.4258 | 95424.4258 | 0
|  | 2044 | 427877.2111 | 27604.9814 | 400272.2298 | 91185.7105 | 91185.7105 | 0
|  | 2045 | 400272.2298 | 27604.9814 | 372667.2484 | 86946.9953 | 86946.9953 | 0
|  | 2046 | 372667.2484 | 27604.9814 | 345062.267 | 82708.28 | 82708.28 | 0
|  | 2047 | 345062.267 | 27604.9814 | 317457.2857 | 78469.5647 | 78469.5647 | 0
|  | 2048 | 317457.2857 | 27604.9814 | 289852.3043 | 74230.8494 | 74230.8494 | 0
|  | 2049 | 289852.3043 | 27604.9814 | 262247.323 | 69992.1341 | 69992.1341 | 0
|  | 2050 | 262247.323 | 27604.9814 | 234642.3416 | 65753.4189 | 65753.4189 | 0
|  | 2051 | 234642.3416 | 27604.9814 | 207037.3602 | 61514.7036 | 61514.7036 | 0
|  | 2052 | 207037.3602 | 27604.9814 | 179432.3789 | 57275.9883 | 57275.9883 | 0
|  | 2053 | 179432.3789 | 27604.9814 | 151827.3975 | 53037.273 | 53037.273 | 0
|  | 2054 | 151827.3975 | 27604.9814 | 124222.4161 | 48798.5578 | 48798.5578 | 0
|  | 2055 | 124222.4161 | 27604.9814 | 96617.4348 | 44559.8425 | 44559.8425 | 0
|  | 2056 | 96617.4348 | 27604.9814 | 69012.4534 | 40321.1272 | 40321.1272 | 0
|  | 2057 | 69012.4534 | 27604.9814 | 41407.472 | 36082.4119 | 36082.4119 | 0
|  | 2058 | 41407.472 | 27604.9814 | 13802.4907 | 31843.6966 | 31843.6966 | 0
|  | 2059 | 13802.4907 | 13802.4907 | 0 | 14862.1695 | 14862.1695 | 0
|  | 2060 | 0 | 0 | 0 | 0 | 0 | 0
|  | 2061 | 0 | 0 | 0 | 0 | 0 | 0
|  | 2062 | 0 | 0 | 0 | 0 | 0 | 0
|  | 2063 | 0 | 0 | 0 | 0 | 0 | 0
|  | 2064 | 0 | 0 | 0 | 0 | 0 | 0
|  | 2065 | 0 | 0 | 0 | 0 | 0 | 0
|  | 2066 | 0 | 0 | 0 | 0 | 0 | 0
|  | 2067 | 0 | 0 | 0 | 0 | 0 | 0
|  | 2068 | 0 | 0 | 0 | 0 | 0 | 0
|  | 2069 | 0 | 0 | 0 | 0 | 0 | 0
|  | 2070 | 0 | 0 | 0 | 0 | 0 | 0
|  | 2071 | 0 | 0 | 0 | 0 | 0 | 0
|  | 2072 | 0 | 0 | 0 | 0 | 0 | 0
|  | 2073 | 0 | 0 | 0 | 0 | 0 | 0
|  | 2074 | 0 | 0 | 0 | 0 | 0 | 0
|  | Project Totals |  |  |  | 5410947.3053 | 5410947.3053 | 0
** This is the total amount that needs to be reported to PJM for billing to all regions.
## This is the calculation of additional incentive revenue on projects deemed by the FERC to be eligible for an incentive return. This
additional incentive requirement is applicable for the life of this specific project. Each year the revenue requirement calculated for PJM
should be incremented by the amount of the incentive revenue calculated for that year on this project.
In order to calculate the proper monthly RTEP billing amount, PJM requires a 12 month revenue requirement for each RTEP project. As a result, notwithstanding the fact that the project was in service for a partial year, the project revenue requirement in the year that the project goes into service has been annualized (shown at the full-year level) so that PJM will collect the correct monthly billings.
OPCo Worksheet J - ATRR PROJECTED Calculation for PJM Projects Charged to Benefiting Zones | [11 empty] | Page 14 of | 22 | 1
| IV. | Determine the Revenue Requirement, and Additional Revenue Requirement for facilities receiving incentives.
A. Base Plan Facilities
|  | Facilities receiving incentives accepted by FERC in Docket No. |  |  |  |  | (e.g. ER05-925-000) |  | Current Projected Year ARR |  |  | 459184.196
[9 empty] | Current Projected Year ARR w/ Incentive |  |  | 459184.196
|  | Project Description: | RTEP ID: b1666 (Build an 8 breaker 138 kV station tapping both circuits of the Fostoria-East Lima 138 kV line) | [5 empty] | Current Projected Year Incentive ARR |  |  | 0
Details
|  | Investment | 3059125.59 | Current Year |  |  |  | 2023 | CUMULATIVE HISTORY OF PROJECTED ANNUAL REVENUE REQUIREMENTS:
|  | Service Year (yyyy) | 2015 | ROE increase accepted by FERC (Basis Points) |  |  |  | 0 | CUMULATIVE HISTORY OF PROJECTED ANNUAL REVENUE REQUIREMENTS:
|  | Service Month (1-12) | 12 | FCR w/o incentives, less depreciation |  |  |  | 15.35% | INPUT PROJECTED ARR (WITH & WITHOUT INCENTIVES) FROM EACH PRIOR YEAR
|  | Useful life | 44 | FCR w/incentives approved for these facilities, less dep. |  |  |  | 15.35% | TEMPLATE BELOW TO MAINTAIN HISTORY OF PROJECTED ARRS OVER THE
|  | CIAC (Yes or No) | No | Annual Depreciation Expense |  |  |  | 69525.5816 | LIFE OF THE PROJECT.
|  | Investment | Beginning | Depreciation | Ending | RTEP Rev. Req't. | RTEP Rev. Req't. | Incentive Rev. | RTEP Projected Rev. Req't.From Prior Year Template |  | RTEP Projected Rev. Req't.From Prior Year Template
|  | Year | Balance | Expense | Balance | w/o Incentives | with Incentives ** | Requirement ## | w/o Incentives |  | with Incentives **
|  | 2015 | 3059125.59 | 0 | 3059125.59 | 469725.453 | 469725.453 | 0 | 559098 |  | 559098
|  | 2016 | 3059125.59 | 69525.5816 | 2989600.0084 | 533913.2453 | 533913.2453 | 0 | 620362 |  | 620362
|  | 2017 | 2989600.0084 | 69525.5816 | 2920074.4268 | 523237.6669 | 523237.6669 | 0 | 646844 |  | 646844
|  | 2018 | 2920074.4268 | 69525.5816 | 2850548.8452 | 512562.0884 | 512562.0884 | 0 | 506029 |  | 506029
|  | 2019 | 2850548.8452 | 69525.5816 | 2781023.2636 | 501886.5099 | 501886.5099 | 0 | 492430 |  | 492340
|  | 2020 | 2781023.2636 | 69525.5816 | 2711497.682 | 491210.9314 | 491210.9314 | 0 | 474754.3712 |  | 474754.3712
|  | 2021 | 2711497.682 | 69525.5816 | 2641972.1005 | 480535.353 | 480535.353 | 0 | 453236.2073 |  | 453236.2073
|  | 2022 | 2641972.1005 | 69525.5816 | 2572446.5189 | 469859.7745 | 469859.7745 | 0 | 445117.9888 |  | 445117.9888
|  | 2023 | 2572446.5189 | 69525.5816 | 2502920.9373 | 459184.196 | 459184.196 | 0
|  | 2024 | 2502920.9373 | 69525.5816 | 2433395.3557 | 448508.6175 | 448508.6175 | 0
|  | 2025 | 2433395.3557 | 69525.5816 | 2363869.7741 | 437833.039 | 437833.039 | 0
|  | 2026 | 2363869.7741 | 69525.5816 | 2294344.1925 | 427157.4606 | 427157.4606 | 0
|  | 2027 | 2294344.1925 | 69525.5816 | 2224818.6109 | 416481.8821 | 416481.8821 | 0
|  | 2028 | 2224818.6109 | 69525.5816 | 2155293.0293 | 405806.3036 | 405806.3036 | 0
|  | 2029 | 2155293.0293 | 69525.5816 | 2085767.4477 | 395130.7251 | 395130.7251 | 0
|  | 2030 | 2085767.4477 | 69525.5816 | 2016241.8661 | 384455.1467 | 384455.1467 | 0
|  | 2031 | 2016241.8661 | 69525.5816 | 1946716.2845 | 373779.5682 | 373779.5682 | 0
|  | 2032 | 1946716.2845 | 69525.5816 | 1877190.703 | 363103.9897 | 363103.9897 | 0
|  | 2033 | 1877190.703 | 69525.5816 | 1807665.1214 | 352428.4112 | 352428.4112 | 0
|  | 2034 | 1807665.1214 | 69525.5816 | 1738139.5398 | 341752.8328 | 341752.8328 | 0
|  | 2035 | 1738139.5398 | 69525.5816 | 1668613.9582 | 331077.2543 | 331077.2543 | 0
|  | 2036 | 1668613.9582 | 69525.5816 | 1599088.3766 | 320401.6758 | 320401.6758 | 0
|  | 2037 | 1599088.3766 | 69525.5816 | 1529562.795 | 309726.0973 | 309726.0973 | 0
|  | 2038 | 1529562.795 | 69525.5816 | 1460037.2134 | 299050.5188 | 299050.5188 | 0
|  | 2039 | 1460037.2134 | 69525.5816 | 1390511.6318 | 288374.9404 | 288374.9404 | 0
|  | 2040 | 1390511.6318 | 69525.5816 | 1320986.0502 | 277699.3619 | 277699.3619 | 0
|  | 2041 | 1320986.0502 | 69525.5816 | 1251460.4686 | 267023.7834 | 267023.7834 | 0
|  | 2042 | 1251460.4686 | 69525.5816 | 1181934.887 | 256348.2049 | 256348.2049 | 0
|  | 2043 | 1181934.887 | 69525.5816 | 1112409.3055 | 245672.6265 | 245672.6265 | 0
|  | 2044 | 1112409.3055 | 69525.5816 | 1042883.7239 | 234997.048 | 234997.048 | 0
|  | 2045 | 1042883.7239 | 69525.5816 | 973358.1423 | 224321.4695 | 224321.4695 | 0
|  | 2046 | 973358.1423 | 69525.5816 | 903832.5607 | 213645.891 | 213645.891 | 0
|  | 2047 | 903832.5607 | 69525.5816 | 834306.9791 | 202970.3126 | 202970.3126 | 0
|  | 2048 | 834306.9791 | 69525.5816 | 764781.3975 | 192294.7341 | 192294.7341 | 0
|  | 2049 | 764781.3975 | 69525.5816 | 695255.8159 | 181619.1556 | 181619.1556 | 0
|  | 2050 | 695255.8159 | 69525.5816 | 625730.2343 | 170943.5771 | 170943.5771 | 0
|  | 2051 | 625730.2343 | 69525.5816 | 556204.6527 | 160267.9986 | 160267.9986 | 0
|  | 2052 | 556204.6527 | 69525.5816 | 486679.0711 | 149592.4202 | 149592.4202 | 0
|  | 2053 | 486679.0711 | 69525.5816 | 417153.4895 | 138916.8417 | 138916.8417 | 0
|  | 2054 | 417153.4895 | 69525.5816 | 347627.908 | 128241.2632 | 128241.2632 | 0
|  | 2055 | 347627.908 | 69525.5816 | 278102.3264 | 117565.6847 | 117565.6847 | 0
|  | 2056 | 278102.3264 | 69525.5816 | 208576.7448 | 106890.1063 | 106890.1063 | 0
|  | 2057 | 208576.7448 | 69525.5816 | 139051.1632 | 96214.5278 | 96214.5278 | 0
|  | 2058 | 139051.1632 | 69525.5816 | 69525.5816 | 85538.9493 | 85538.9493 | 0
|  | 2059 | 69525.5816 | 69525.5816 | 1.4261e-09 | 74863.3708 | 74863.3708 | 0
|  | 2060 | 1.4261e-09 | 1.4261e-09 | 0 | 1.5356e-09 | 1.5356e-09 | 0
|  | 2061 | 0 | 0 | 0 | 0 | 0 | 0
|  | 2062 | 0 | 0 | 0 | 0 | 0 | 0
|  | 2063 | 0 | 0 | 0 | 0 | 0 | 0
|  | 2064 | 0 | 0 | 0 | 0 | 0 | 0
|  | 2065 | 0 | 0 | 0 | 0 | 0 | 0
|  | 2066 | 0 | 0 | 0 | 0 | 0 | 0
|  | 2067 | 0 | 0 | 0 | 0 | 0 | 0
|  | 2068 | 0 | 0 | 0 | 0 | 0 | 0
|  | 2069 | 0 | 0 | 0 | 0 | 0 | 0
|  | 2070 | 0 | 0 | 0 | 0 | 0 | 0
|  | 2071 | 0 | 0 | 0 | 0 | 0 | 0
|  | 2072 | 0 | 0 | 0 | 0 | 0 | 0
|  | 2073 | 0 | 0 | 0 | 0 | 0 | 0
|  | 2074 | 0 | 0 | 0 | 0 | 0 | 0
|  | Project Totals |  |  |  | 13862811.0087 | 13862811.0087 | 0
** This is the total amount that needs to be reported to PJM for billing to all regions.
## This is the calculation of additional incentive revenue on projects deemed by the FERC to be eligible for an incentive return. This
additional incentive requirement is applicable for the life of this specific project. Each year the revenue requirement calculated for PJM
should be incremented by the amount of the incentive revenue calculated for that year on this project.
In order to calculate the proper monthly RTEP billing amount, PJM requires a 12 month revenue requirement for each RTEP project. As a result, notwithstanding the fact that the project was in service for a partial year, the project revenue requirement in the year that the project goes into service has been annualized (shown at the full-year level) so that PJM will collect the correct monthly billings.
OPCo Worksheet J - ATRR PROJECTED Calculation for PJM Projects Charged to Benefiting Zones | [11 empty] | Page 15 of | 22 | 1
| IV. | Determine the Revenue Requirement, and Additional Revenue Requirement for facilities receiving incentives.
A. Base Plan Facilities
|  | Facilities receiving incentives accepted by FERC in Docket No. |  |  |  |  | (e.g. ER05-925-000) |  | Current Projected Year ARR |  |  | 325600.9185
[9 empty] | Current Projected Year ARR w/ Incentive |  |  | 325600.9185
|  | Project Description: | RTEP ID: b1957 (Terminate Transformer #2 at SW Lima in new bay position) | [5 empty] | Current Projected Year Incentive ARR |  |  | 0
Details
|  | Investment | 2169182.02 | Current Year |  |  |  | 2023 | CUMULATIVE HISTORY OF PROJECTED ANNUAL REVENUE REQUIREMENTS:
|  | Service Year (yyyy) | 2015 | ROE increase accepted by FERC (Basis Points) |  |  |  | 0 | CUMULATIVE HISTORY OF PROJECTED ANNUAL REVENUE REQUIREMENTS:
|  | Service Month (1-12) | 12 | FCR w/o incentives, less depreciation |  |  |  | 15.35% | INPUT PROJECTED ARR (WITH & WITHOUT INCENTIVES) FROM EACH PRIOR YEAR
|  | Useful life | 44 | FCR w/incentives approved for these facilities, less dep. |  |  |  | 15.35% | TEMPLATE BELOW TO MAINTAIN HISTORY OF PROJECTED ARRS OVER THE
|  | CIAC (Yes or No) | No | Annual Depreciation Expense |  |  |  | 49299.5914 | LIFE OF THE PROJECT.
|  | Investment | Beginning | Depreciation | Ending | RTEP Rev. Req't. | RTEP Rev. Req't. | Incentive Rev. | RTEP Projected Rev. Req't.From Prior Year Template |  | RTEP Projected Rev. Req't.From Prior Year Template
|  | Year | Balance | Expense | Balance | w/o Incentives | with Incentives ** | Requirement ## | w/o Incentives |  | with Incentives **
|  | 2015 | 2169182.02 | 0 | 2169182.02 | 333075.5724 | 333075.5724 | 0 | 265269 |  | 265269
|  | 2016 | 2169182.02 | 49299.5914 | 2119882.4286 | 378590.2141 | 378590.2141 | 0 | 405050 |  | 405050
|  | 2017 | 2119882.4286 | 49299.5914 | 2070582.8373 | 371020.3147 | 371020.3147 | 0 | 419228 |  | 419228
|  | 2018 | 2070582.8373 | 49299.5914 | 2021283.2459 | 363450.4153 | 363450.4153 | 0 | 326706 |  | 326706
|  | 2019 | 2021283.2459 | 49299.5914 | 1971983.6545 | 355880.516 | 355880.516 | 0 | 349175 |  | 349175
|  | 2020 | 1971983.6545 | 49299.5914 | 1922684.0632 | 348310.6166 | 348310.6166 | 0 | 336641.4579 |  | 336641.4579
|  | 2021 | 1922684.0632 | 49299.5914 | 1873384.4718 | 340740.7172 | 340740.7172 | 0 | 321383.2391 |  | 321383.2391
|  | 2022 | 1873384.4718 | 49299.5914 | 1824084.8805 | 333170.8178 | 333170.8178 | 0 | 315626.7278 |  | 315626.7278
|  | 2023 | 1824084.8805 | 49299.5914 | 1774785.2891 | 325600.9185 | 325600.9185 | 0
|  | 2024 | 1774785.2891 | 49299.5914 | 1725485.6977 | 318031.0191 | 318031.0191 | 0
|  | 2025 | 1725485.6977 | 49299.5914 | 1676186.1064 | 310461.1197 | 310461.1197 | 0
|  | 2026 | 1676186.1064 | 49299.5914 | 1626886.515 | 302891.2204 | 302891.2204 | 0
|  | 2027 | 1626886.515 | 49299.5914 | 1577586.9236 | 295321.321 | 295321.321 | 0
|  | 2028 | 1577586.9236 | 49299.5914 | 1528287.3323 | 287751.4216 | 287751.4216 | 0
|  | 2029 | 1528287.3323 | 49299.5914 | 1478987.7409 | 280181.5222 | 280181.5222 | 0
|  | 2030 | 1478987.7409 | 49299.5914 | 1429688.1495 | 272611.6229 | 272611.6229 | 0
|  | 2031 | 1429688.1495 | 49299.5914 | 1380388.5582 | 265041.7235 | 265041.7235 | 0
|  | 2032 | 1380388.5582 | 49299.5914 | 1331088.9668 | 257471.8241 | 257471.8241 | 0
|  | 2033 | 1331088.9668 | 49299.5914 | 1281789.3755 | 249901.9247 | 249901.9247 | 0
|  | 2034 | 1281789.3755 | 49299.5914 | 1232489.7841 | 242332.0254 | 242332.0254 | 0
|  | 2035 | 1232489.7841 | 49299.5914 | 1183190.1927 | 234762.126 | 234762.126 | 0
|  | 2036 | 1183190.1927 | 49299.5914 | 1133890.6014 | 227192.2266 | 227192.2266 | 0
|  | 2037 | 1133890.6014 | 49299.5914 | 1084591.01 | 219622.3273 | 219622.3273 | 0
|  | 2038 | 1084591.01 | 49299.5914 | 1035291.4186 | 212052.4279 | 212052.4279 | 0
|  | 2039 | 1035291.4186 | 49299.5914 | 985991.8273 | 204482.5285 | 204482.5285 | 0
|  | 2040 | 985991.8273 | 49299.5914 | 936692.2359 | 196912.6291 | 196912.6291 | 0
|  | 2041 | 936692.2359 | 49299.5914 | 887392.6445 | 189342.7298 | 189342.7298 | 0
|  | 2042 | 887392.6445 | 49299.5914 | 838093.0532 | 181772.8304 | 181772.8304 | 0
|  | 2043 | 838093.0532 | 49299.5914 | 788793.4618 | 174202.931 | 174202.931 | 0
|  | 2044 | 788793.4618 | 49299.5914 | 739493.8705 | 166633.0316 | 166633.0316 | 0
|  | 2045 | 739493.8705 | 49299.5914 | 690194.2791 | 159063.1323 | 159063.1323 | 0
|  | 2046 | 690194.2791 | 49299.5914 | 640894.6877 | 151493.2329 | 151493.2329 | 0
|  | 2047 | 640894.6877 | 49299.5914 | 591595.0964 | 143923.3335 | 143923.3335 | 0
|  | 2048 | 591595.0964 | 49299.5914 | 542295.505 | 136353.4342 | 136353.4342 | 0
|  | 2049 | 542295.505 | 49299.5914 | 492995.9136 | 128783.5348 | 128783.5348 | 0
|  | 2050 | 492995.9136 | 49299.5914 | 443696.3223 | 121213.6354 | 121213.6354 | 0
|  | 2051 | 443696.3223 | 49299.5914 | 394396.7309 | 113643.736 | 113643.736 | 0
|  | 2052 | 394396.7309 | 49299.5914 | 345097.1395 | 106073.8367 | 106073.8367 | 0
|  | 2053 | 345097.1395 | 49299.5914 | 295797.5482 | 98503.9373 | 98503.9373 | 0
|  | 2054 | 295797.5482 | 49299.5914 | 246497.9568 | 90934.0379 | 90934.0379 | 0
|  | 2055 | 246497.9568 | 49299.5914 | 197198.3655 | 83364.1385 | 83364.1385 | 0
|  | 2056 | 197198.3655 | 49299.5914 | 147898.7741 | 75794.2392 | 75794.2392 | 0
|  | 2057 | 147898.7741 | 49299.5914 | 98599.1827 | 68224.3398 | 68224.3398 | 0
|  | 2058 | 98599.1827 | 49299.5914 | 49299.5914 | 60654.4404 | 60654.4404 | 0
|  | 2059 | 49299.5914 | 49299.5914 | 1.7026e-09 | 53084.5411 | 53084.5411 | 0
|  | 2060 | 1.7026e-09 | 1.7026e-09 | 0 | 1.8333e-09 | 1.8333e-09 | 0
|  | 2061 | 0 | 0 | 0 | 0 | 0 | 0
|  | 2062 | 0 | 0 | 0 | 0 | 0 | 0
|  | 2063 | 0 | 0 | 0 | 0 | 0 | 0
|  | 2064 | 0 | 0 | 0 | 0 | 0 | 0
|  | 2065 | 0 | 0 | 0 | 0 | 0 | 0
|  | 2066 | 0 | 0 | 0 | 0 | 0 | 0
|  | 2067 | 0 | 0 | 0 | 0 | 0 | 0
|  | 2068 | 0 | 0 | 0 | 0 | 0 | 0
|  | 2069 | 0 | 0 | 0 | 0 | 0 | 0
|  | 2070 | 0 | 0 | 0 | 0 | 0 | 0
|  | 2071 | 0 | 0 | 0 | 0 | 0 | 0
|  | 2072 | 0 | 0 | 0 | 0 | 0 | 0
|  | 2073 | 0 | 0 | 0 | 0 | 0 | 0
|  | 2074 | 0 | 0 | 0 | 0 | 0 | 0
|  | Project Totals |  |  |  | 9829920.1854 | 9829920.1854 | 0
** This is the total amount that needs to be reported to PJM for billing to all regions.
## This is the calculation of additional incentive revenue on projects deemed by the FERC to be eligible for an incentive return. This
additional incentive requirement is applicable for the life of this specific project. Each year the revenue requirement calculated for PJM
should be incremented by the amount of the incentive revenue calculated for that year on this project.
In order to calculate the proper monthly RTEP billing amount, PJM requires a 12 month revenue requirement for each RTEP project. As a result, notwithstanding the fact that the project was in service for a partial year, the project revenue requirement in the year that the project goes into service has been annualized (shown at the full-year level) so that PJM will collect the correct monthly billings.
OPCo Worksheet J - ATRR PROJECTED Calculation for PJM Projects Charged to Benefiting Zones | [11 empty] | Page 16 of | 22 | 1
| IV. | Determine the Revenue Requirement, and Additional Revenue Requirement for facilities receiving incentives.
A. Base Plan Facilities
|  | Facilities receiving incentives accepted by FERC in Docket No. |  |  |  |  | (e.g. ER05-925-000) |  | Current Projected Year ARR |  |  | 93177.5573
[9 empty] | Current Projected Year ARR w/ Incentive |  |  | 93177.5573
|  | Project Description: | RTEP ID: b1962 (Add four 765 kV breakers at Kammer) | [5 empty] | Current Projected Year Incentive ARR |  |  | 0
Details
|  | Investment | 620757.1 | Current Year |  |  |  | 2023 | CUMULATIVE HISTORY OF PROJECTED ANNUAL REVENUE REQUIREMENTS:
|  | Service Year (yyyy) | 2015 | ROE increase accepted by FERC (Basis Points) |  |  |  | 0 | CUMULATIVE HISTORY OF PROJECTED ANNUAL REVENUE REQUIREMENTS:
|  | Service Month (1-12) | 12 | FCR w/o incentives, less depreciation |  |  |  | 15.35% | INPUT PROJECTED ARR (WITH & WITHOUT INCENTIVES) FROM EACH PRIOR YEAR
|  | Useful life | 44 | FCR w/incentives approved for these facilities, less dep. |  |  |  | 15.35% | TEMPLATE BELOW TO MAINTAIN HISTORY OF PROJECTED ARRS OVER THE
|  | CIAC (Yes or No) | No | Annual Depreciation Expense |  |  |  | 14108.1159 | LIFE OF THE PROJECT.
|  | Investment | Beginning | Depreciation | Ending | RTEP Rev. Req't. | RTEP Rev. Req't. | Incentive Rev. | RTEP Projected Rev. Req't.From Prior Year Template |  | RTEP Projected Rev. Req't.From Prior Year Template
|  | Year | Balance | Expense | Balance | w/o Incentives | with Incentives ** | Requirement ## | w/o Incentives |  | with Incentives **
|  | 2015 | 620757.1 | 0 | 620757.1 | 95316.5869 | 95316.5869 | 0 | 63382 |  | 63382
|  | 2016 | 620757.1 | 14108.1159 | 606648.9841 | 108341.5597 | 108341.5597 | 0 | 0 |  | 0
|  | 2017 | 606648.9841 | 14108.1159 | 592540.8682 | 106175.2737 | 106175.2737 | 0 | 28232 |  | 28232
|  | 2018 | 592540.8682 | 14108.1159 | 578432.7523 | 104008.9876 | 104008.9876 | 0 | 0 |  | 0
|  | 2019 | 578432.7523 | 14108.1159 | 564324.6364 | 101842.7015 | 101842.7015 | 0 | 99924 |  | 99924
|  | 2020 | 564324.6364 | 14108.1159 | 550216.5205 | 99676.4155 | 99676.4155 | 0 | 96337.0254 |  | 96337.0254
|  | 2021 | 550216.5205 | 14108.1159 | 536108.4045 | 97510.1294 | 97510.1294 | 0 | 91970.5656 |  | 91970.5656
|  | 2022 | 536108.4045 | 14108.1159 | 522000.2886 | 95343.8433 | 95343.8433 | 0 | 90323.2189 |  | 90323.2189
|  | 2023 | 522000.2886 | 14108.1159 | 507892.1727 | 93177.5573 | 93177.5573 | 0
|  | 2024 | 507892.1727 | 14108.1159 | 493784.0568 | 91011.2712 | 91011.2712 | 0
|  | 2025 | 493784.0568 | 14108.1159 | 479675.9409 | 88844.9851 | 88844.9851 | 0
|  | 2026 | 479675.9409 | 14108.1159 | 465567.825 | 86678.6991 | 86678.6991 | 0
|  | 2027 | 465567.825 | 14108.1159 | 451459.7091 | 84512.413 | 84512.413 | 0
|  | 2028 | 451459.7091 | 14108.1159 | 437351.5932 | 82346.127 | 82346.127 | 0
|  | 2029 | 437351.5932 | 14108.1159 | 423243.4773 | 80179.8409 | 80179.8409 | 0
|  | 2030 | 423243.4773 | 14108.1159 | 409135.3614 | 78013.5548 | 78013.5548 | 0
|  | 2031 | 409135.3614 | 14108.1159 | 395027.2455 | 75847.2688 | 75847.2688 | 0
|  | 2032 | 395027.2455 | 14108.1159 | 380919.1295 | 73680.9827 | 73680.9827 | 0
|  | 2033 | 380919.1295 | 14108.1159 | 366811.0136 | 71514.6966 | 71514.6966 | 0
|  | 2034 | 366811.0136 | 14108.1159 | 352702.8977 | 69348.4106 | 69348.4106 | 0
|  | 2035 | 352702.8977 | 14108.1159 | 338594.7818 | 67182.1245 | 67182.1245 | 0
|  | 2036 | 338594.7818 | 14108.1159 | 324486.6659 | 65015.8384 | 65015.8384 | 0
|  | 2037 | 324486.6659 | 14108.1159 | 310378.55 | 62849.5524 | 62849.5524 | 0
|  | 2038 | 310378.55 | 14108.1159 | 296270.4341 | 60683.2663 | 60683.2663 | 0
|  | 2039 | 296270.4341 | 14108.1159 | 282162.3182 | 58516.9802 | 58516.9802 | 0
|  | 2040 | 282162.3182 | 14108.1159 | 268054.2023 | 56350.6942 | 56350.6942 | 0
|  | 2041 | 268054.2023 | 14108.1159 | 253946.0864 | 54184.4081 | 54184.4081 | 0
|  | 2042 | 253946.0864 | 14108.1159 | 239837.9705 | 52018.122 | 52018.122 | 0
|  | 2043 | 239837.9705 | 14108.1159 | 225729.8545 | 49851.836 | 49851.836 | 0
|  | 2044 | 225729.8545 | 14108.1159 | 211621.7386 | 47685.5499 | 47685.5499 | 0
|  | 2045 | 211621.7386 | 14108.1159 | 197513.6227 | 45519.2638 | 45519.2638 | 0
|  | 2046 | 197513.6227 | 14108.1159 | 183405.5068 | 43352.9778 | 43352.9778 | 0
|  | 2047 | 183405.5068 | 14108.1159 | 169297.3909 | 41186.6917 | 41186.6917 | 0
|  | 2048 | 169297.3909 | 14108.1159 | 155189.275 | 39020.4057 | 39020.4057 | 0
|  | 2049 | 155189.275 | 14108.1159 | 141081.1591 | 36854.1196 | 36854.1196 | 0
|  | 2050 | 141081.1591 | 14108.1159 | 126973.0432 | 34687.8335 | 34687.8335 | 0
|  | 2051 | 126973.0432 | 14108.1159 | 112864.9273 | 32521.5475 | 32521.5475 | 0
|  | 2052 | 112864.9273 | 14108.1159 | 98756.8114 | 30355.2614 | 30355.2614 | 0
|  | 2053 | 98756.8114 | 14108.1159 | 84648.6955 | 28188.9753 | 28188.9753 | 0
|  | 2054 | 84648.6955 | 14108.1159 | 70540.5795 | 26022.6893 | 26022.6893 | 0
|  | 2055 | 70540.5795 | 14108.1159 | 56432.4636 | 23856.4032 | 23856.4032 | 0
|  | 2056 | 56432.4636 | 14108.1159 | 42324.3477 | 21690.1171 | 21690.1171 | 0
|  | 2057 | 42324.3477 | 14108.1159 | 28216.2318 | 19523.8311 | 19523.8311 | 0
|  | 2058 | 28216.2318 | 14108.1159 | 14108.1159 | 17357.545 | 17357.545 | 0
|  | 2059 | 14108.1159 | 14108.1159 | 0 | 15191.2589 | 15191.2589 | 0
|  | 2060 | 0 | 0 | 0 | 0 | 0 | 0
|  | 2061 | 0 | 0 | 0 | 0 | 0 | 0
|  | 2062 | 0 | 0 | 0 | 0 | 0 | 0
|  | 2063 | 0 | 0 | 0 | 0 | 0 | 0
|  | 2064 | 0 | 0 | 0 | 0 | 0 | 0
|  | 2065 | 0 | 0 | 0 | 0 | 0 | 0
|  | 2066 | 0 | 0 | 0 | 0 | 0 | 0
|  | 2067 | 0 | 0 | 0 | 0 | 0 | 0
|  | 2068 | 0 | 0 | 0 | 0 | 0 | 0
|  | 2069 | 0 | 0 | 0 | 0 | 0 | 0
|  | 2070 | 0 | 0 | 0 | 0 | 0 | 0
|  | 2071 | 0 | 0 | 0 | 0 | 0 | 0
|  | 2072 | 0 | 0 | 0 | 0 | 0 | 0
|  | 2073 | 0 | 0 | 0 | 0 | 0 | 0
|  | 2074 | 0 | 0 | 0 | 0 | 0 | 0
|  | Project Totals |  |  |  | 2813038.5976 | 2813038.5976 | 0
** This is the total amount that needs to be reported to PJM for billing to all regions.
## This is the calculation of additional incentive revenue on projects deemed by the FERC to be eligible for an incentive return. This
additional incentive requirement is applicable for the life of this specific project. Each year the revenue requirement calculated for PJM
should be incremented by the amount of the incentive revenue calculated for that year on this project.
In order to calculate the proper monthly RTEP billing amount, PJM requires a 12 month revenue requirement for each RTEP project. As a result, notwithstanding the fact that the project was in service for a partial year, the project revenue requirement in the year that the project goes into service has been annualized (shown at the full-year level) so that PJM will collect the correct monthly billings.
OPCo Worksheet J - ATRR PROJECTED Calculation for PJM Projects Charged to Benefiting Zones | [11 empty] | Page 17 of | 22 | 1
| IV. | Determine the Revenue Requirement, and Additional Revenue Requirement for facilities receiving incentives.
A. Base Plan Facilities
|  | Facilities receiving incentives accepted by FERC in Docket No. |  |  |  |  | (e.g. ER05-925-000) |  | Current Projected Year ARR |  |  | 1028639.6048
[9 empty] | Current Projected Year ARR w/ Incentive |  |  | 1028639.6048
|  | Project Description: | RTEP ID: b2019 (Establish Burger 345/138 kV station) | [5 empty] | Current Projected Year Incentive ARR |  |  | 0
Details
|  | Investment | 6852887.72 | Current Year |  |  |  | 2023 | CUMULATIVE HISTORY OF PROJECTED ANNUAL REVENUE REQUIREMENTS:
|  | Service Year (yyyy) | 2015 | ROE increase accepted by FERC (Basis Points) |  |  |  | 0 | CUMULATIVE HISTORY OF PROJECTED ANNUAL REVENUE REQUIREMENTS:
|  | Service Month (1-12) | 12 | FCR w/o incentives, less depreciation |  |  |  | 15.35% | INPUT PROJECTED ARR (WITH & WITHOUT INCENTIVES) FROM EACH PRIOR YEAR
|  | Useful life | 44 | FCR w/incentives approved for these facilities, less dep. |  |  |  | 15.35% | TEMPLATE BELOW TO MAINTAIN HISTORY OF PROJECTED ARRS OVER THE
|  | CIAC (Yes or No) | No | Annual Depreciation Expense |  |  |  | 155747.4482 | LIFE OF THE PROJECT.
|  | Investment | Beginning | Depreciation | Ending | RTEP Rev. Req't. | RTEP Rev. Req't. | Incentive Rev. | RTEP Projected Rev. Req't.From Prior Year Template |  | RTEP Projected Rev. Req't.From Prior Year Template
|  | Year | Balance | Expense | Balance | w/o Incentives | with Incentives ** | Requirement ## | w/o Incentives |  | with Incentives **
|  | 2015 | 6852887.72 | 0 | 6852887.72 | 1052253.5587 | 1052253.5587 | 0 | 1039339 |  | 1039339
|  | 2016 | 6852887.72 | 155747.4482 | 6697140.2718 | 1196043.5801 | 1196043.5801 | 0 | 1387490 |  | 1387490
|  | 2017 | 6697140.2718 | 155747.4482 | 6541392.8236 | 1172128.7265 | 1172128.7265 | 0 | 1411523 |  | 1411523
|  | 2018 | 6541392.8236 | 155747.4482 | 6385645.3755 | 1148213.8729 | 1148213.8729 | 0 | 1133578 |  | 1133578
|  | 2019 | 6385645.3755 | 155747.4482 | 6229897.9273 | 1124299.0192 | 1124299.0192 | 0 | 1103114 |  | 1103114
|  | 2020 | 6229897.9273 | 155747.4482 | 6074150.4791 | 1100384.1656 | 1100384.1656 | 0 | 1063518.9703 |  | 1063518.9703
|  | 2021 | 6074150.4791 | 155747.4482 | 5918403.0309 | 1076469.312 | 1076469.312 | 0 | 1015315.1476 |  | 1015315.1476
|  | 2022 | 5918403.0309 | 155747.4482 | 5762655.5827 | 1052554.4584 | 1052554.4584 | 0 | 997129.1552 |  | 997129.1552
|  | 2023 | 5762655.5827 | 155747.4482 | 5606908.1345 | 1028639.6048 | 1028639.6048 | 0
|  | 2024 | 5606908.1345 | 155747.4482 | 5451160.6864 | 1004724.7512 | 1004724.7512 | 0
|  | 2025 | 5451160.6864 | 155747.4482 | 5295413.2382 | 980809.8976 | 980809.8976 | 0
|  | 2026 | 5295413.2382 | 155747.4482 | 5139665.79 | 956895.044 | 956895.044 | 0
|  | 2027 | 5139665.79 | 155747.4482 | 4983918.3418 | 932980.1904 | 932980.1904 | 0
|  | 2028 | 4983918.3418 | 155747.4482 | 4828170.8936 | 909065.3368 | 909065.3368 | 0
|  | 2029 | 4828170.8936 | 155747.4482 | 4672423.4455 | 885150.4832 | 885150.4832 | 0
|  | 2030 | 4672423.4455 | 155747.4482 | 4516675.9973 | 861235.6296 | 861235.6296 | 0
|  | 2031 | 4516675.9973 | 155747.4482 | 4360928.5491 | 837320.776 | 837320.776 | 0
|  | 2032 | 4360928.5491 | 155747.4482 | 4205181.1009 | 813405.9224 | 813405.9224 | 0
|  | 2033 | 4205181.1009 | 155747.4482 | 4049433.6527 | 789491.0688 | 789491.0688 | 0
|  | 2034 | 4049433.6527 | 155747.4482 | 3893686.2045 | 765576.2151 | 765576.2151 | 0
|  | 2035 | 3893686.2045 | 155747.4482 | 3737938.7564 | 741661.3615 | 741661.3615 | 0
|  | 2036 | 3737938.7564 | 155747.4482 | 3582191.3082 | 717746.5079 | 717746.5079 | 0
|  | 2037 | 3582191.3082 | 155747.4482 | 3426443.86 | 693831.6543 | 693831.6543 | 0
|  | 2038 | 3426443.86 | 155747.4482 | 3270696.4118 | 669916.8007 | 669916.8007 | 0
|  | 2039 | 3270696.4118 | 155747.4482 | 3114948.9636 | 646001.9471 | 646001.9471 | 0
|  | 2040 | 3114948.9636 | 155747.4482 | 2959201.5155 | 622087.0935 | 622087.0935 | 0
|  | 2041 | 2959201.5155 | 155747.4482 | 2803454.0673 | 598172.2399 | 598172.2399 | 0
|  | 2042 | 2803454.0673 | 155747.4482 | 2647706.6191 | 574257.3863 | 574257.3863 | 0
|  | 2043 | 2647706.6191 | 155747.4482 | 2491959.1709 | 550342.5327 | 550342.5327 | 0
|  | 2044 | 2491959.1709 | 155747.4482 | 2336211.7227 | 526427.6791 | 526427.6791 | 0
|  | 2045 | 2336211.7227 | 155747.4482 | 2180464.2745 | 502512.8255 | 502512.8255 | 0
|  | 2046 | 2180464.2745 | 155747.4482 | 2024716.8264 | 478597.9719 | 478597.9719 | 0
|  | 2047 | 2024716.8264 | 155747.4482 | 1868969.3782 | 454683.1183 | 454683.1183 | 0
|  | 2048 | 1868969.3782 | 155747.4482 | 1713221.93 | 430768.2647 | 430768.2647 | 0
|  | 2049 | 1713221.93 | 155747.4482 | 1557474.4818 | 406853.4111 | 406853.4111 | 0
|  | 2050 | 1557474.4818 | 155747.4482 | 1401727.0336 | 382938.5574 | 382938.5574 | 0
|  | 2051 | 1401727.0336 | 155747.4482 | 1245979.5855 | 359023.7038 | 359023.7038 | 0
|  | 2052 | 1245979.5855 | 155747.4482 | 1090232.1373 | 335108.8502 | 335108.8502 | 0
|  | 2053 | 1090232.1373 | 155747.4482 | 934484.6891 | 311193.9966 | 311193.9966 | 0
|  | 2054 | 934484.6891 | 155747.4482 | 778737.2409 | 287279.143 | 287279.143 | 0
|  | 2055 | 778737.2409 | 155747.4482 | 622989.7927 | 263364.2894 | 263364.2894 | 0
|  | 2056 | 622989.7927 | 155747.4482 | 467242.3445 | 239449.4358 | 239449.4358 | 0
|  | 2057 | 467242.3445 | 155747.4482 | 311494.8964 | 215534.5822 | 215534.5822 | 0
|  | 2058 | 311494.8964 | 155747.4482 | 155747.4482 | 191619.7286 | 191619.7286 | 0
|  | 2059 | 155747.4482 | 155747.4482 | 0 | 167704.875 | 167704.875 | 0
|  | 2060 | 0 | 0 | 0 | 0 | 0 | 0
|  | 2061 | 0 | 0 | 0 | 0 | 0 | 0
|  | 2062 | 0 | 0 | 0 | 0 | 0 | 0
|  | 2063 | 0 | 0 | 0 | 0 | 0 | 0
|  | 2064 | 0 | 0 | 0 | 0 | 0 | 0
|  | 2065 | 0 | 0 | 0 | 0 | 0 | 0
|  | 2066 | 0 | 0 | 0 | 0 | 0 | 0
|  | 2067 | 0 | 0 | 0 | 0 | 0 | 0
|  | 2068 | 0 | 0 | 0 | 0 | 0 | 0
|  | 2069 | 0 | 0 | 0 | 0 | 0 | 0
|  | 2070 | 0 | 0 | 0 | 0 | 0 | 0
|  | 2071 | 0 | 0 | 0 | 0 | 0 | 0
|  | 2072 | 0 | 0 | 0 | 0 | 0 | 0
|  | 2073 | 0 | 0 | 0 | 0 | 0 | 0
|  | 2074 | 0 | 0 | 0 | 0 | 0 | 0
|  | Project Totals |  |  |  | 31054719.5699 | 31054719.5699 | 0
** This is the total amount that needs to be reported to PJM for billing to all regions.
## This is the calculation of additional incentive revenue on projects deemed by the FERC to be eligible for an incentive return. This
additional incentive requirement is applicable for the life of this specific project. Each year the revenue requirement calculated for PJM
should be incremented by the amount of the incentive revenue calculated for that year on this project.
In order to calculate the proper monthly RTEP billing amount, PJM requires a 12 month revenue requirement for each RTEP project. As a result, notwithstanding the fact that the project was in service for a partial year, the project revenue requirement in the year that the project goes into service has been annualized (shown at the full-year level) so that PJM will collect the correct monthly billings.
OPCo Worksheet J - ATRR PROJECTED Calculation for PJM Projects Charged to Benefiting Zones | [11 empty] | Page 18 of | 22 | 1
| IV. | Determine the Revenue Requirement, and Additional Revenue Requirement for facilities receiving incentives.
A. Base Plan Facilities
|  | Facilities receiving incentives accepted by FERC in Docket No. |  |  |  |  | (e.g. ER05-925-000) |  | Current Projected Year ARR |  |  | 902385.0791
[9 empty] | Current Projected Year ARR w/ Incentive |  |  | 902385.0791
|  | Project Description: | RTEP ID: b2017 (Reconductor or rebuild Sporn - Waterford - Muskingum River 345 kV line) | [5 empty] | Current Projected Year Incentive ARR |  |  | 0
Details
|  | Investment | 6094421.01 | Current Year |  |  |  | 2023 | CUMULATIVE HISTORY OF PROJECTED ANNUAL REVENUE REQUIREMENTS:
|  | Service Year (yyyy) | 2015 | ROE increase accepted by FERC (Basis Points) |  |  |  | 0 | CUMULATIVE HISTORY OF PROJECTED ANNUAL REVENUE REQUIREMENTS:
|  | Service Month (1-12) | 5 | FCR w/o incentives, less depreciation |  |  |  | 15.35% | INPUT PROJECTED ARR (WITH & WITHOUT INCENTIVES) FROM EACH PRIOR YEAR
|  | Useful life | 44 | FCR w/incentives approved for these facilities, less dep. |  |  |  | 15.35% | TEMPLATE BELOW TO MAINTAIN HISTORY OF PROJECTED ARRS OVER THE
|  | CIAC (Yes or No) | No | Annual Depreciation Expense |  |  |  | 138509.5684 | LIFE OF THE PROJECT.
|  | Investment | Beginning | Depreciation | Ending | RTEP Rev. Req't. | RTEP Rev. Req't. | Incentive Rev. | RTEP Projected Rev. Req't.From Prior Year Template |  | RTEP Projected Rev. Req't.From Prior Year Template
|  | Year | Balance | Expense | Balance | w/o Incentives | with Incentives ** | Requirement ## | w/o Incentives |  | with Incentives **
|  | 2015 | 6094421.01 | 80797.2482 | 6013623.7618 | 1010385.8918 | 1010385.8918 | 0 | 805154 |  | 805154
|  | 2016 | 6013623.7618 | 138509.5684 | 5875114.1934 | 1051261.0487 | 1051261.0487 | 0 | 1159062 |  | 1159062
|  | 2017 | 5875114.1934 | 138509.5684 | 5736604.6249 | 1029993.0531 | 1029993.0531 | 0 | 1177370 |  | 1177370
|  | 2018 | 5736604.6249 | 138509.5684 | 5598095.0565 | 1008725.0574 | 1008725.0574 | 0 | 974758 |  | 974758
|  | 2019 | 5598095.0565 | 138509.5684 | 5459585.4881 | 987457.0617 | 987457.0617 | 0 | 948328 |  | 948328
|  | 2020 | 5459585.4881 | 138509.5684 | 5321075.9197 | 966189.0661 | 966189.0661 | 0 | 914070.3998 |  | 914070.3998
|  | 2021 | 5321075.9197 | 138509.5684 | 5182566.3513 | 944921.0704 | 944921.0704 | 0 | 891359.3413 |  | 891359.3413
|  | 2022 | 5182566.3513 | 138509.5684 | 5044056.7829 | 923653.0748 | 923653.0748 | 0 | 875128.8679 |  | 875128.8679
|  | 2023 | 5044056.7829 | 138509.5684 | 4905547.2145 | 902385.0791 | 902385.0791 | 0
|  | 2024 | 4905547.2145 | 138509.5684 | 4767037.6461 | 881117.0835 | 881117.0835 | 0
|  | 2025 | 4767037.6461 | 138509.5684 | 4628528.0777 | 859849.0878 | 859849.0878 | 0
|  | 2026 | 4628528.0777 | 138509.5684 | 4490018.5093 | 838581.0921 | 838581.0921 | 0
|  | 2027 | 4490018.5093 | 138509.5684 | 4351508.9409 | 817313.0965 | 817313.0965 | 0
|  | 2028 | 4351508.9409 | 138509.5684 | 4212999.3724 | 796045.1008 | 796045.1008 | 0
|  | 2029 | 4212999.3724 | 138509.5684 | 4074489.804 | 774777.1052 | 774777.1052 | 0
|  | 2030 | 4074489.804 | 138509.5684 | 3935980.2356 | 753509.1095 | 753509.1095 | 0
|  | 2031 | 3935980.2356 | 138509.5684 | 3797470.6672 | 732241.1139 | 732241.1139 | 0
|  | 2032 | 3797470.6672 | 138509.5684 | 3658961.0988 | 710973.1182 | 710973.1182 | 0
|  | 2033 | 3658961.0988 | 138509.5684 | 3520451.5304 | 689705.1225 | 689705.1225 | 0
|  | 2034 | 3520451.5304 | 138509.5684 | 3381941.962 | 668437.1269 | 668437.1269 | 0
|  | 2035 | 3381941.962 | 138509.5684 | 3243432.3936 | 647169.1312 | 647169.1312 | 0
|  | 2036 | 3243432.3936 | 138509.5684 | 3104922.8252 | 625901.1356 | 625901.1356 | 0
|  | 2037 | 3104922.8252 | 138509.5684 | 2966413.2568 | 604633.1399 | 604633.1399 | 0
|  | 2038 | 2966413.2568 | 138509.5684 | 2827903.6884 | 583365.1442 | 583365.1442 | 0
|  | 2039 | 2827903.6884 | 138509.5684 | 2689394.1199 | 562097.1486 | 562097.1486 | 0
|  | 2040 | 2689394.1199 | 138509.5684 | 2550884.5515 | 540829.1529 | 540829.1529 | 0
|  | 2041 | 2550884.5515 | 138509.5684 | 2412374.9831 | 519561.1573 | 519561.1573 | 0
|  | 2042 | 2412374.9831 | 138509.5684 | 2273865.4147 | 498293.1616 | 498293.1616 | 0
|  | 2043 | 2273865.4147 | 138509.5684 | 2135355.8463 | 477025.166 | 477025.166 | 0
|  | 2044 | 2135355.8463 | 138509.5684 | 1996846.2779 | 455757.1703 | 455757.1703 | 0
|  | 2045 | 1996846.2779 | 138509.5684 | 1858336.7095 | 434489.1746 | 434489.1746 | 0
|  | 2046 | 1858336.7095 | 138509.5684 | 1719827.1411 | 413221.179 | 413221.179 | 0
|  | 2047 | 1719827.1411 | 138509.5684 | 1581317.5727 | 391953.1833 | 391953.1833 | 0
|  | 2048 | 1581317.5727 | 138509.5684 | 1442808.0043 | 370685.1877 | 370685.1877 | 0
|  | 2049 | 1442808.0043 | 138509.5684 | 1304298.4359 | 349417.192 | 349417.192 | 0
|  | 2050 | 1304298.4359 | 138509.5684 | 1165788.8674 | 328149.1964 | 328149.1964 | 0
|  | 2051 | 1165788.8674 | 138509.5684 | 1027279.299 | 306881.2007 | 306881.2007 | 0
|  | 2052 | 1027279.299 | 138509.5684 | 888769.7306 | 285613.205 | 285613.205 | 0
|  | 2053 | 888769.7306 | 138509.5684 | 750260.1622 | 264345.2094 | 264345.2094 | 0
|  | 2054 | 750260.1622 | 138509.5684 | 611750.5938 | 243077.2137 | 243077.2137 | 0
|  | 2055 | 611750.5938 | 138509.5684 | 473241.0254 | 221809.2181 | 221809.2181 | 0
|  | 2056 | 473241.0254 | 138509.5684 | 334731.457 | 200541.2224 | 200541.2224 | 0
|  | 2057 | 334731.457 | 138509.5684 | 196221.8886 | 179273.2268 | 179273.2268 | 0
|  | 2058 | 196221.8886 | 138509.5684 | 57712.3202 | 158005.2311 | 158005.2311 | 0
|  | 2059 | 57712.3202 | 57712.3202 | 0 | 62143.1526 | 62143.1526 | 0
|  | 2060 | 0 | 0 | 0 | 0 | 0 | 0
|  | 2061 | 0 | 0 | 0 | 0 | 0 | 0
|  | 2062 | 0 | 0 | 0 | 0 | 0 | 0
|  | 2063 | 0 | 0 | 0 | 0 | 0 | 0
|  | 2064 | 0 | 0 | 0 | 0 | 0 | 0
|  | 2065 | 0 | 0 | 0 | 0 | 0 | 0
|  | 2066 | 0 | 0 | 0 | 0 | 0 | 0
|  | 2067 | 0 | 0 | 0 | 0 | 0 | 0
|  | 2068 | 0 | 0 | 0 | 0 | 0 | 0
|  | 2069 | 0 | 0 | 0 | 0 | 0 | 0
|  | 2070 | 0 | 0 | 0 | 0 | 0 | 0
|  | 2071 | 0 | 0 | 0 | 0 | 0 | 0
|  | 2072 | 0 | 0 | 0 | 0 | 0 | 0
|  | 2073 | 0 | 0 | 0 | 0 | 0 | 0
|  | 2074 | 0 | 0 | 0 | 0 | 0 | 0
|  | Project Totals |  |  |  | 27071754.0603 | 27071754.0603 | 0
** This is the total amount that needs to be reported to PJM for billing to all regions.
## This is the calculation of additional incentive revenue on projects deemed by the FERC to be eligible for an incentive return. This
additional incentive requirement is applicable for the life of this specific project. Each year the revenue requirement calculated for PJM
should be incremented by the amount of the incentive revenue calculated for that year on this project.
In order to calculate the proper monthly RTEP billing amount, PJM requires a 12 month revenue requirement for each RTEP project. As a result, notwithstanding the fact that the project was in service for a partial year, the project revenue requirement in the year that the project goes into service has been annualized (shown at the full-year level) so that PJM will collect the correct monthly billings.
OPCo Worksheet J - ATRR PROJECTED Calculation for PJM Projects Charged to Benefiting Zones | [11 empty] | Page 19 of | 22 | 1
| IV. | Determine the Revenue Requirement, and Additional Revenue Requirement for facilities receiving incentives.
A. Base Plan Facilities
|  | Facilities receiving incentives accepted by FERC in Docket No. |  |  |  |  | (e.g. ER05-925-000) |  | Current Projected Year ARR |  |  | 0
[9 empty] | Current Projected Year ARR w/ Incentive |  |  | 0
|  | Project Description: | RTEP ID: b1032.3 (Convert Ross - Circleville 69kV to 138kV) | [5 empty] | Current Projected Year Incentive ARR |  |  | 0
Details
|  | Investment | 0 | Current Year |  |  |  | 2023 | CUMULATIVE HISTORY OF PROJECTED ANNUAL REVENUE REQUIREMENTS:
|  | Service Year (yyyy) | 2015 | ROE increase accepted by FERC (Basis Points) |  |  |  | 0 | CUMULATIVE HISTORY OF PROJECTED ANNUAL REVENUE REQUIREMENTS:
|  | Service Month (1-12) | 6 | FCR w/o incentives, less depreciation |  |  |  | 15.35% | INPUT PROJECTED ARR (WITH & WITHOUT INCENTIVES) FROM EACH PRIOR YEAR
|  | Useful life | 44 | FCR w/incentives approved for these facilities, less dep. |  |  |  | 15.35% | TEMPLATE BELOW TO MAINTAIN HISTORY OF PROJECTED ARRS OVER THE
|  | CIAC (Yes or No) | No | Annual Depreciation Expense |  |  |  | 0 | LIFE OF THE PROJECT.
|  | Investment | Beginning | Depreciation | Ending | RTEP Rev. Req't. | RTEP Rev. Req't. | Incentive Rev. | RTEP Projected Rev. Req't.From Prior Year Template |  | RTEP Projected Rev. Req't.From Prior Year Template
|  | Year | Balance | Expense | Balance | w/o Incentives | with Incentives ** | Requirement ## | w/o Incentives |  | with Incentives **
|  | 2015 | 0 | 0 | 0 | 0 | 0 | 0 | 0 |  | 0
|  | 2016 | 0 | 0 | 0 | 0 | 0 | 0 | 935319 |  | 935319
|  | 2017 | 0 | 0 | 0 | 0 | 0 | 0 | 1027649 |  | 1024649
|  | 2018 | 0 | 0 | 0 | 0 | 0 | 0 | 0 |  | 0
|  | 2019 | 0 | 0 | 0 | 0 | 0 | 0 | 0 |  | 0
|  | 2020 | 0 | 0 | 0 | 0 | 0 | 0 | 0 |  | 0
|  | 2021 | 0 | 0 | 0 | 0 | 0 | 0
|  | 2022 | 0 | 0 | 0 | 0 | 0 | 0
|  | 2023 | 0 | 0 | 0 | 0 | 0 | 0
|  | 2024 | 0 | 0 | 0 | 0 | 0 | 0
|  | 2025 | 0 | 0 | 0 | 0 | 0 | 0
|  | 2026 | 0 | 0 | 0 | 0 | 0 | 0
|  | 2027 | 0 | 0 | 0 | 0 | 0 | 0
|  | 2028 | 0 | 0 | 0 | 0 | 0 | 0
|  | 2029 | 0 | 0 | 0 | 0 | 0 | 0
|  | 2030 | 0 | 0 | 0 | 0 | 0 | 0
|  | 2031 | 0 | 0 | 0 | 0 | 0 | 0
|  | 2032 | 0 | 0 | 0 | 0 | 0 | 0
|  | 2033 | 0 | 0 | 0 | 0 | 0 | 0
|  | 2034 | 0 | 0 | 0 | 0 | 0 | 0
|  | 2035 | 0 | 0 | 0 | 0 | 0 | 0
|  | 2036 | 0 | 0 | 0 | 0 | 0 | 0
|  | 2037 | 0 | 0 | 0 | 0 | 0 | 0
|  | 2038 | 0 | 0 | 0 | 0 | 0 | 0
|  | 2039 | 0 | 0 | 0 | 0 | 0 | 0
|  | 2040 | 0 | 0 | 0 | 0 | 0 | 0
|  | 2041 | 0 | 0 | 0 | 0 | 0 | 0
|  | 2042 | 0 | 0 | 0 | 0 | 0 | 0
|  | 2043 | 0 | 0 | 0 | 0 | 0 | 0
|  | 2044 | 0 | 0 | 0 | 0 | 0 | 0
|  | 2045 | 0 | 0 | 0 | 0 | 0 | 0
|  | 2046 | 0 | 0 | 0 | 0 | 0 | 0
|  | 2047 | 0 | 0 | 0 | 0 | 0 | 0
|  | 2048 | 0 | 0 | 0 | 0 | 0 | 0
|  | 2049 | 0 | 0 | 0 | 0 | 0 | 0
|  | 2050 | 0 | 0 | 0 | 0 | 0 | 0
|  | 2051 | 0 | 0 | 0 | 0 | 0 | 0
|  | 2052 | 0 | 0 | 0 | 0 | 0 | 0
|  | 2053 | 0 | 0 | 0 | 0 | 0 | 0
|  | 2054 | 0 | 0 | 0 | 0 | 0 | 0
|  | 2055 | 0 | 0 | 0 | 0 | 0 | 0
|  | 2056 | 0 | 0 | 0 | 0 | 0 | 0
|  | 2057 | 0 | 0 | 0 | 0 | 0 | 0
|  | 2058 | 0 | 0 | 0 | 0 | 0 | 0
|  | 2059 | 0 | 0 | 0 | 0 | 0 | 0
|  | 2060 | 0 | 0 | 0 | 0 | 0 | 0
|  | 2061 | 0 | 0 | 0 | 0 | 0 | 0
|  | 2062 | 0 | 0 | 0 | 0 | 0 | 0
|  | 2063 | 0 | 0 | 0 | 0 | 0 | 0
|  | 2064 | 0 | 0 | 0 | 0 | 0 | 0
|  | 2065 | 0 | 0 | 0 | 0 | 0 | 0
|  | 2066 | 0 | 0 | 0 | 0 | 0 | 0
|  | 2067 | 0 | 0 | 0 | 0 | 0 | 0
|  | 2068 | 0 | 0 | 0 | 0 | 0 | 0
|  | 2069 | 0 | 0 | 0 | 0 | 0 | 0
|  | 2070 | 0 | 0 | 0 | 0 | 0 | 0
|  | 2071 | 0 | 0 | 0 | 0 | 0 | 0
|  | 2072 | 0 | 0 | 0 | 0 | 0 | 0
|  | 2073 | 0 | 0 | 0 | 0 | 0 | 0
|  | 2074 | 0 | 0 | 0 | 0 | 0 | 0
|  | Project Totals |  |  |  | 0 | 0 | 0
** This is the total amount that needs to be reported to PJM for billing to all regions.
## This is the calculation of additional incentive revenue on projects deemed by the FERC to be eligible for an incentive return. This
additional incentive requirement is applicable for the life of this specific project. Each year the revenue requirement calculated for PJM
should be incremented by the amount of the incentive revenue calculated for that year on this project.
In order to calculate the proper monthly RTEP billing amount, PJM requires a 12 month revenue requirement for each RTEP project. As a result, notwithstanding the fact that the project was in service for a partial year, the project revenue requirement in the year that the project goes into service has been annualized (shown at the full-year level) so that PJM will collect the correct monthly billings.
OPCo Worksheet J - ATRR PROJECTED Calculation for PJM Projects Charged to Benefiting Zones | [11 empty] | Page 20 of | 22 | 1
| IV. | Determine the Revenue Requirement, and Additional Revenue Requirement for facilities receiving incentives.
A. Base Plan Facilities
|  | Facilities receiving incentives accepted by FERC in Docket No. |  |  |  |  | (e.g. ER05-925-000) |  | Current Projected Year ARR |  |  | 95077.1152
[9 empty] | Current Projected Year ARR w/ Incentive |  |  | 95077.1152
|  | Project Description: | RTEP ID: b1032.2 (Two 138kV outlets to Delano and Camp Sherman) | [5 empty] | Current Projected Year Incentive ARR |  |  | 0
Details
|  | Investment | 598618.88 | Current Year |  |  |  | 2023 | CUMULATIVE HISTORY OF PROJECTED ANNUAL REVENUE REQUIREMENTS:
|  | Service Year (yyyy) | 2018 | ROE increase accepted by FERC (Basis Points) |  |  |  | 0 | CUMULATIVE HISTORY OF PROJECTED ANNUAL REVENUE REQUIREMENTS:
|  | Service Month (1-12) | 6 | FCR w/o incentives, less depreciation |  |  |  | 15.35% | INPUT PROJECTED ARR (WITH & WITHOUT INCENTIVES) FROM EACH PRIOR YEAR
|  | Useful life | 44 | FCR w/incentives approved for these facilities, less dep. |  |  |  | 15.35% | TEMPLATE BELOW TO MAINTAIN HISTORY OF PROJECTED ARRS OVER THE
|  | CIAC (Yes or No) | No | Annual Depreciation Expense |  |  |  | 13604.9745 | LIFE OF THE PROJECT.
|  | Investment | Beginning | Depreciation | Ending | RTEP Rev. Req't. | RTEP Rev. Req't. | Incentive Rev. | RTEP Projected Rev. Req't.From Prior Year Template |  | RTEP Projected Rev. Req't.From Prior Year Template
|  | Year | Balance | Expense | Balance | w/o Incentives | with Incentives ** | Requirement ## | w/o Incentives |  | with Incentives **
|  | 2018 | 598618.88 | 6802.4873 | 591816.3927 | 98197.5169 | 98197.5169 | 0 | 836737 |  | 836737
|  | 2019 | 591816.3927 | 13604.9745 | 578211.4182 | 103433.2322 | 103433.2322 | 0 | 2185 |  | 2185
|  | 2020 | 578211.4182 | 13604.9745 | 564606.4436 | 101344.203 | 101344.203 | 0 | 97920.1257 |  | 97920.1257
|  | 2021 | 564606.4436 | 13604.9745 | 551001.4691 | 99255.1737 | 99255.1737 | 0 | 93566.3193 |  | 93566.3193
|  | 2022 | 551001.4691 | 13604.9745 | 537396.4945 | 97166.1445 | 97166.1445 | 0 | 92001.8338 |  | 92001.8338
|  | 2023 | 537396.4945 | 13604.9745 | 523791.52 | 95077.1152 | 95077.1152 | 0
|  | 2024 | 523791.52 | 13604.9745 | 510186.5455 | 92988.086 | 92988.086 | 0
|  | 2025 | 510186.5455 | 13604.9745 | 496581.5709 | 90899.0567 | 90899.0567 | 0
|  | 2026 | 496581.5709 | 13604.9745 | 482976.5964 | 88810.0275 | 88810.0275 | 0
|  | 2027 | 482976.5964 | 13604.9745 | 469371.6218 | 86720.9982 | 86720.9982 | 0
|  | 2028 | 469371.6218 | 13604.9745 | 455766.6473 | 84631.969 | 84631.969 | 0
|  | 2029 | 455766.6473 | 13604.9745 | 442161.6727 | 82542.9397 | 82542.9397 | 0
|  | 2030 | 442161.6727 | 13604.9745 | 428556.6982 | 80453.9105 | 80453.9105 | 0
|  | 2031 | 428556.6982 | 13604.9745 | 414951.7236 | 78364.8812 | 78364.8812 | 0
|  | 2032 | 414951.7236 | 13604.9745 | 401346.7491 | 76275.852 | 76275.852 | 0
|  | 2033 | 401346.7491 | 13604.9745 | 387741.7745 | 74186.8227 | 74186.8227 | 0
|  | 2034 | 387741.7745 | 13604.9745 | 374136.8 | 72097.7935 | 72097.7935 | 0
|  | 2035 | 374136.8 | 13604.9745 | 360531.8255 | 70008.7642 | 70008.7642 | 0
|  | 2036 | 360531.8255 | 13604.9745 | 346926.8509 | 67919.735 | 67919.735 | 0
|  | 2037 | 346926.8509 | 13604.9745 | 333321.8764 | 65830.7057 | 65830.7057 | 0
|  | 2038 | 333321.8764 | 13604.9745 | 319716.9018 | 63741.6765 | 63741.6765 | 0
|  | 2039 | 319716.9018 | 13604.9745 | 306111.9273 | 61652.6473 | 61652.6473 | 0
|  | 2040 | 306111.9273 | 13604.9745 | 292506.9527 | 59563.618 | 59563.618 | 0
|  | 2041 | 292506.9527 | 13604.9745 | 278901.9782 | 57474.5888 | 57474.5888 | 0
|  | 2042 | 278901.9782 | 13604.9745 | 265297.0036 | 55385.5595 | 55385.5595 | 0
|  | 2043 | 265297.0036 | 13604.9745 | 251692.0291 | 53296.5303 | 53296.5303 | 0
|  | 2044 | 251692.0291 | 13604.9745 | 238087.0545 | 51207.501 | 51207.501 | 0
|  | 2045 | 238087.0545 | 13604.9745 | 224482.08 | 49118.4718 | 49118.4718 | 0
|  | 2046 | 224482.08 | 13604.9745 | 210877.1055 | 47029.4425 | 47029.4425 | 0
|  | 2047 | 210877.1055 | 13604.9745 | 197272.1309 | 44940.4133 | 44940.4133 | 0
|  | 2048 | 197272.1309 | 13604.9745 | 183667.1564 | 42851.384 | 42851.384 | 0
|  | 2049 | 183667.1564 | 13604.9745 | 170062.1818 | 40762.3548 | 40762.3548 | 0
|  | 2050 | 170062.1818 | 13604.9745 | 156457.2073 | 38673.3255 | 38673.3255 | 0
|  | 2051 | 156457.2073 | 13604.9745 | 142852.2327 | 36584.2963 | 36584.2963 | 0
|  | 2052 | 142852.2327 | 13604.9745 | 129247.2582 | 34495.267 | 34495.267 | 0
|  | 2053 | 129247.2582 | 13604.9745 | 115642.2836 | 32406.2378 | 32406.2378 | 0
|  | 2054 | 115642.2836 | 13604.9745 | 102037.3091 | 30317.2085 | 30317.2085 | 0
|  | 2055 | 102037.3091 | 13604.9745 | 88432.3345 | 28228.1793 | 28228.1793 | 0
|  | 2056 | 88432.3345 | 13604.9745 | 74827.36 | 26139.15 | 26139.15 | 0
|  | 2057 | 74827.36 | 13604.9745 | 61222.3855 | 24050.1208 | 24050.1208 | 0
|  | 2058 | 61222.3855 | 13604.9745 | 47617.4109 | 21961.0915 | 21961.0915 | 0
|  | 2059 | 47617.4109 | 13604.9745 | 34012.4364 | 19872.0623 | 19872.0623 | 0
|  | 2060 | 34012.4364 | 13604.9745 | 20407.4618 | 17783.033 | 17783.033 | 0
|  | 2061 | 20407.4618 | 13604.9745 | 6802.4873 | 15694.0038 | 15694.0038 | 0
|  | 2062 | 6802.4873 | 6802.4873 | 0 | 7324.7446 | 7324.7446 | 0
|  | 2063 | 0 | 0 | 0 | 0 | 0 | 0
|  | 2064 | 0 | 0 | 0 | 0 | 0 | 0
|  | 2065 | 0 | 0 | 0 | 0 | 0 | 0
|  | 2066 | 0 | 0 | 0 | 0 | 0 | 0
|  | 2067 | 0 | 0 | 0 | 0 | 0 | 0
|  | 2068 | 0 | 0 | 0 | 0 | 0 | 0
|  | 2069 | 0 | 0 | 0 | 0 | 0 | 0
|  | 2070 | 0 | 0 | 0 | 0 | 0 | 0
|  | 2071 | 0 | 0 | 0 | 0 | 0 | 0
|  | 2072 | 0 | 0 | 0 | 0 | 0 | 0
|  | 2073 | 0 | 0 | 0 | 0 | 0 | 0
|  | 2074 | 0 | 0 | 0 | 0 | 0 | 0
|  | 2075 | 0 | 0 | 0 | 0 | 0 | 0
|  | 2076 | 0 | 0 | 0 | 0 | 0 | 0
|  | 2077 | 0 | 0 | 0 | 0 | 0 | 0
|  | Project Totals |  |  |  | 2666757.8357 | 2666757.8357 | 0
** This is the total amount that needs to be reported to PJM for billing to all regions.
## This is the calculation of additional incentive revenue on projects deemed by the FERC to be eligible for an incentive return. This
additional incentive requirement is applicable for the life of this specific project. Each year the revenue requirement calculated for PJM
should be incremented by the amount of the incentive revenue calculated for that year on this project.
In order to calculate the proper monthly RTEP billing amount, PJM requires a 12 month revenue requirement for each RTEP project. As a result, notwithstanding the fact that the project was in service for a partial year, the project revenue requirement in the year that the project goes into service has been annualized (shown at the full-year level) so that PJM will collect the correct monthly billings.
OPCo Worksheet J - ATRR PROJECTED Calculation for PJM Projects Charged to Benefiting Zones | [11 empty] | Page 21 of | 22 | 1
| IV. | Determine the Revenue Requirement, and Additional Revenue Requirement for facilities receiving incentives.
A. Base Plan Facilities
|  | Facilities receiving incentives accepted by FERC in Docket No. |  |  |  |  | (e.g. ER05-925-000) |  | Current Projected Year ARR |  |  | 36749.4252
[9 empty] | Current Projected Year ARR w/ Incentive |  |  | 36749.4252
|  | Project Description: | RTEP ID: b1818 (Expand Allen w/ 345/138 kV xfmr. and cut in double circuit tower line) | [5 empty] | Current Projected Year Incentive ARR |  |  | 0
Details
|  | Investment | 242014.61 | Current Year |  |  |  | 2023 | CUMULATIVE HISTORY OF PROJECTED ANNUAL REVENUE REQUIREMENTS:
|  | Service Year (yyyy) | 2016 | ROE increase accepted by FERC (Basis Points) |  |  |  | 0 | CUMULATIVE HISTORY OF PROJECTED ANNUAL REVENUE REQUIREMENTS:
|  | Service Month (1-12) | 6 | FCR w/o incentives, less depreciation |  |  |  | 15.35% | INPUT PROJECTED ARR (WITH & WITHOUT INCENTIVES) FROM EACH PRIOR YEAR
|  | Useful life | 44 | FCR w/incentives approved for these facilities, less dep. |  |  |  | 15.35% | TEMPLATE BELOW TO MAINTAIN HISTORY OF PROJECTED ARRS OVER THE
|  | CIAC (Yes or No) | No | Annual Depreciation Expense |  |  |  | 5500.332 | LIFE OF THE PROJECT.
|  | Investment | Beginning | Depreciation | Ending | RTEP Rev. Req't. | RTEP Rev. Req't. | Incentive Rev. | RTEP Projected Rev. Req't.From Prior Year Template |  | RTEP Projected Rev. Req't.From Prior Year Template
|  | Year | Balance | Expense | Balance | w/o Incentives | with Incentives ** | Requirement ## | w/o Incentives |  | with Incentives **
|  | 2016 | 242014.61 | 2750.166 | 239264.444 | 39700.1073 | 39700.1073 | 0 | 0 |  | 0
|  | 2017 | 239264.444 | 5500.332 | 233764.1119 | 41816.8457 | 41816.8457 | 0 | 51695 |  | 51695
|  | 2018 | 233764.1119 | 5500.332 | 228263.7799 | 40972.2756 | 40972.2756 | 0 | 40449 |  | 40449
|  | 2019 | 228263.7799 | 5500.332 | 222763.4478 | 40127.7056 | 40127.7056 | 0 | 39370 |  | 39370
|  | 2020 | 222763.4478 | 5500.332 | 217263.1158 | 39283.1355 | 39283.1355 | 0 | 37964.7945 |  | 37964.7945
|  | 2021 | 217263.1158 | 5500.332 | 211762.7838 | 38438.5654 | 38438.5654 | 0 | 36250.8714 |  | 36250.8714
|  | 2022 | 211762.7838 | 5500.332 | 206262.4517 | 37593.9953 | 37593.9953 | 0 | 35610.5687 |  | 35610.5687
|  | 2023 | 206262.4517 | 5500.332 | 200762.1197 | 36749.4252 | 36749.4252 | 0
|  | 2024 | 200762.1197 | 5500.332 | 195261.7876 | 35904.8551 | 35904.8551 | 0
|  | 2025 | 195261.7876 | 5500.332 | 189761.4556 | 35060.285 | 35060.285 | 0
|  | 2026 | 189761.4556 | 5500.332 | 184261.1235 | 34215.715 | 34215.715 | 0
|  | 2027 | 184261.1235 | 5500.332 | 178760.7915 | 33371.1449 | 33371.1449 | 0
|  | 2028 | 178760.7915 | 5500.332 | 173260.4594 | 32526.5748 | 32526.5748 | 0
|  | 2029 | 173260.4594 | 5500.332 | 167760.1274 | 31682.0047 | 31682.0047 | 0
|  | 2030 | 167760.1274 | 5500.332 | 162259.7953 | 30837.4346 | 30837.4346 | 0
|  | 2031 | 162259.7953 | 5500.332 | 156759.4633 | 29992.8645 | 29992.8645 | 0
|  | 2032 | 156759.4633 | 5500.332 | 151259.1313 | 29148.2944 | 29148.2944 | 0
|  | 2033 | 151259.1313 | 5500.332 | 145758.7992 | 28303.7244 | 28303.7244 | 0
|  | 2034 | 145758.7992 | 5500.332 | 140258.4672 | 27459.1543 | 27459.1543 | 0
|  | 2035 | 140258.4672 | 5500.332 | 134758.1351 | 26614.5842 | 26614.5842 | 0
|  | 2036 | 134758.1351 | 5500.332 | 129257.8031 | 25770.0141 | 25770.0141 | 0
|  | 2037 | 129257.8031 | 5500.332 | 123757.471 | 24925.444 | 24925.444 | 0
|  | 2038 | 123757.471 | 5500.332 | 118257.139 | 24080.8739 | 24080.8739 | 0
|  | 2039 | 118257.139 | 5500.332 | 112756.8069 | 23236.3038 | 23236.3038 | 0
|  | 2040 | 112756.8069 | 5500.332 | 107256.4749 | 22391.7338 | 22391.7338 | 0
|  | 2041 | 107256.4749 | 5500.332 | 101756.1428 | 21547.1637 | 21547.1637 | 0
|  | 2042 | 101756.1428 | 5500.332 | 96255.8108 | 20702.5936 | 20702.5936 | 0
|  | 2043 | 96255.8108 | 5500.332 | 90755.4788 | 19858.0235 | 19858.0235 | 0
|  | 2044 | 90755.4788 | 5500.332 | 85255.1467 | 19013.4534 | 19013.4534 | 0
|  | 2045 | 85255.1467 | 5500.332 | 79754.8147 | 18168.8833 | 18168.8833 | 0
|  | 2046 | 79754.8147 | 5500.332 | 74254.4826 | 17324.3132 | 17324.3132 | 0
|  | 2047 | 74254.4826 | 5500.332 | 68754.1506 | 16479.7432 | 16479.7432 | 0
|  | 2048 | 68754.1506 | 5500.332 | 63253.8185 | 15635.1731 | 15635.1731 | 0
|  | 2049 | 63253.8185 | 5500.332 | 57753.4865 | 14790.603 | 14790.603 | 0
|  | 2050 | 57753.4865 | 5500.332 | 52253.1544 | 13946.0329 | 13946.0329 | 0
|  | 2051 | 52253.1544 | 5500.332 | 46752.8224 | 13101.4628 | 13101.4628 | 0
|  | 2052 | 46752.8224 | 5500.332 | 41252.4903 | 12256.8927 | 12256.8927 | 0
|  | 2053 | 41252.4903 | 5500.332 | 35752.1583 | 11412.3226 | 11412.3226 | 0
|  | 2054 | 35752.1583 | 5500.332 | 30251.8263 | 10567.7526 | 10567.7526 | 0
|  | 2055 | 30251.8263 | 5500.332 | 24751.4942 | 9723.1825 | 9723.1825 | 0
|  | 2056 | 24751.4942 | 5500.332 | 19251.1622 | 8878.6124 | 8878.6124 | 0
|  | 2057 | 19251.1622 | 5500.332 | 13750.8301 | 8034.0423 | 8034.0423 | 0
|  | 2058 | 13750.8301 | 5500.332 | 8250.4981 | 7189.4722 | 7189.4722 | 0
|  | 2059 | 8250.4981 | 5500.332 | 2750.166 | 6344.9021 | 6344.9021 | 0
|  | 2060 | 2750.166 | 2750.166 | 0 | 2961.3085 | 2961.3085 | 0
|  | 2061 | 0 | 0 | 0 | 0 | 0 | 0
|  | 2062 | 0 | 0 | 0 | 0 | 0 | 0
|  | 2063 | 0 | 0 | 0 | 0 | 0 | 0
|  | 2064 | 0 | 0 | 0 | 0 | 0 | 0
|  | 2065 | 0 | 0 | 0 | 0 | 0 | 0
|  | 2066 | 0 | 0 | 0 | 0 | 0 | 0
|  | 2067 | 0 | 0 | 0 | 0 | 0 | 0
|  | 2068 | 0 | 0 | 0 | 0 | 0 | 0
|  | 2069 | 0 | 0 | 0 | 0 | 0 | 0
|  | 2070 | 0 | 0 | 0 | 0 | 0 | 0
|  | 2071 | 0 | 0 | 0 | 0 | 0 | 0
|  | 2072 | 0 | 0 | 0 | 0 | 0 | 0
|  | 2073 | 0 | 0 | 0 | 0 | 0 | 0
|  | 2074 | 0 | 0 | 0 | 0 | 0 | 0
|  | 2075 | 0 | 0 | 0 | 0 | 0 | 0
|  | Project Totals |  |  |  | 1078138.9948 | 1078138.9948 | 0
** This is the total amount that needs to be reported to PJM for billing to all regions.
## This is the calculation of additional incentive revenue on projects deemed by the FERC to be eligible for an incentive return. This
additional incentive requirement is applicable for the life of this specific project. Each year the revenue requirement calculated for PJM
should be incremented by the amount of the incentive revenue calculated for that year on this project.
In order to calculate the proper monthly RTEP billing amount, PJM requires a 12 month revenue requirement for each RTEP project. As a result, notwithstanding the fact that the project was in service for a partial year, the project revenue requirement in the year that the project goes into service has been annualized (shown at the full-year level) so that PJM will collect the correct monthly billings.
OPCo Worksheet J - ATRR PROJECTED Calculation for PJM Projects Charged to Benefiting Zones | [11 empty] | Page 22 of | 22 | 1
| IV. | Determine the Revenue Requirement, and Additional Revenue Requirement for facilities receiving incentives.
A. Base Plan Facilities
|  | Facilities receiving incentives accepted by FERC in Docket No. |  |  |  |  | (e.g. ER05-925-000) |  | Current Projected Year ARR |  |  | 1254.1863
[9 empty] | Current Projected Year ARR w/ Incentive |  |  | 1254.1863
|  | Project Description: | RTEP ID: b1870 (Replace the Ohio Central transformer #1 450 MVA for 675 MVA transformer) | [5 empty] | Current Projected Year Incentive ARR |  |  | 0
Details
|  | Investment | 8640.07 | Current Year |  |  |  | 2023 | CUMULATIVE HISTORY OF PROJECTED ANNUAL REVENUE REQUIREMENTS:
|  | Service Year (yyyy) | 2014 | ROE increase accepted by FERC (Basis Points) |  |  |  | 0 | CUMULATIVE HISTORY OF PROJECTED ANNUAL REVENUE REQUIREMENTS:
|  | Service Month (1-12) | 7 | FCR w/o incentives, less depreciation |  |  |  | 15.35% | INPUT PROJECTED ARR (WITH & WITHOUT INCENTIVES) FROM EACH PRIOR YEAR
|  | Useful life | 44 | FCR w/incentives approved for these facilities, less dep. |  |  |  | 15.35% | TEMPLATE BELOW TO MAINTAIN HISTORY OF PROJECTED ARRS OVER THE
|  | CIAC (Yes or No) | No | Annual Depreciation Expense |  |  |  | 196.3652 | LIFE OF THE PROJECT.
|  | Investment | Beginning | Depreciation | Ending | RTEP Rev. Req't. | RTEP Rev. Req't. | Incentive Rev. | RTEP Projected Rev. Req't.From Prior Year Template |  | RTEP Projected Rev. Req't.From Prior Year Template
|  | Year | Balance | Expense | Balance | w/o Incentives | with Incentives ** | Requirement ## | w/o Incentives |  | with Incentives **
|  | 2014 | 8640.07 | 81.8188 | 8558.2512 | 1402.2107 | 1402.2107 | 0 | 0 |  | 0
|  | 2015 | 8558.2512 | 196.3652 | 8361.8859 | 1495.3997 | 1495.3997 | 0 | 0 |  | 0
|  | 2016 | 8361.8859 | 196.3652 | 8165.5207 | 1465.248 | 1465.248 | 0
|  | 2017 | 8165.5207 | 196.3652 | 7969.1555 | 1435.0963 | 1435.0963 | 0
|  | 2018 | 7969.1555 | 196.3652 | 7772.7902 | 1404.9447 | 1404.9447 | 0 | 1387 |  | 1387
|  | 2019 | 7772.7902 | 196.3652 | 7576.425 | 1374.793 | 1374.793 | 0 | 1349 |  | 1349
|  | 2020 | 7576.425 | 196.3652 | 7380.0598 | 1344.6413 | 1344.6413 | 0 | 2796.2643 |  | 2796.2643
|  | 2021 | 7380.0598 | 196.3652 | 7183.6946 | 1314.4897 | 1314.4897 | 0 | 1240.224 |  | 1240.224
|  | 2022 | 7183.6946 | 196.3652 | 6987.3293 | 1284.338 | 1284.338 | 0 | 1217.098 |  | 1217.098
|  | 2023 | 6987.3293 | 196.3652 | 6790.9641 | 1254.1863 | 1254.1863 | 0
|  | 2024 | 6790.9641 | 196.3652 | 6594.5989 | 1224.0346 | 1224.0346 | 0
|  | 2025 | 6594.5989 | 196.3652 | 6398.2337 | 1193.883 | 1193.883 | 0
|  | 2026 | 6398.2337 | 196.3652 | 6201.8684 | 1163.7313 | 1163.7313 | 0
|  | 2027 | 6201.8684 | 196.3652 | 6005.5032 | 1133.5796 | 1133.5796 | 0
|  | 2028 | 6005.5032 | 196.3652 | 5809.138 | 1103.428 | 1103.428 | 0
|  | 2029 | 5809.138 | 196.3652 | 5612.7727 | 1073.2763 | 1073.2763 | 0
|  | 2030 | 5612.7727 | 196.3652 | 5416.4075 | 1043.1246 | 1043.1246 | 0
|  | 2031 | 5416.4075 | 196.3652 | 5220.0423 | 1012.973 | 1012.973 | 0
|  | 2032 | 5220.0423 | 196.3652 | 5023.6771 | 982.8213 | 982.8213 | 0
|  | 2033 | 5023.6771 | 196.3652 | 4827.3118 | 952.6696 | 952.6696 | 0
|  | 2034 | 4827.3118 | 196.3652 | 4630.9466 | 922.5179 | 922.5179 | 0
|  | 2035 | 4630.9466 | 196.3652 | 4434.5814 | 892.3663 | 892.3663 | 0
|  | 2036 | 4434.5814 | 196.3652 | 4238.2162 | 862.2146 | 862.2146 | 0
|  | 2037 | 4238.2162 | 196.3652 | 4041.8509 | 832.0629 | 832.0629 | 0
|  | 2038 | 4041.8509 | 196.3652 | 3845.4857 | 801.9113 | 801.9113 | 0
|  | 2039 | 3845.4857 | 196.3652 | 3649.1205 | 771.7596 | 771.7596 | 0
|  | 2040 | 3649.1205 | 196.3652 | 3452.7552 | 741.6079 | 741.6079 | 0
|  | 2041 | 3452.7552 | 196.3652 | 3256.39 | 711.4563 | 711.4563 | 0
|  | 2042 | 3256.39 | 196.3652 | 3060.0248 | 681.3046 | 681.3046 | 0
|  | 2043 | 3060.0248 | 196.3652 | 2863.6596 | 651.1529 | 651.1529 | 0
|  | 2044 | 2863.6596 | 196.3652 | 2667.2943 | 621.0012 | 621.0012 | 0
|  | 2045 | 2667.2943 | 196.3652 | 2470.9291 | 590.8496 | 590.8496 | 0
|  | 2046 | 2470.9291 | 196.3652 | 2274.5639 | 560.6979 | 560.6979 | 0
|  | 2047 | 2274.5639 | 196.3652 | 2078.1987 | 530.5462 | 530.5462 | 0
|  | 2048 | 2078.1987 | 196.3652 | 1881.8334 | 500.3946 | 500.3946 | 0
|  | 2049 | 1881.8334 | 196.3652 | 1685.4682 | 470.2429 | 470.2429 | 0
|  | 2050 | 1685.4682 | 196.3652 | 1489.103 | 440.0912 | 440.0912 | 0
|  | 2051 | 1489.103 | 196.3652 | 1292.7377 | 409.9396 | 409.9396 | 0
|  | 2052 | 1292.7377 | 196.3652 | 1096.3725 | 379.7879 | 379.7879 | 0
|  | 2053 | 1096.3725 | 196.3652 | 900.0073 | 349.6362 | 349.6362 | 0
|  | 2054 | 900.0073 | 196.3652 | 703.6421 | 319.4845 | 319.4845 | 0
|  | 2055 | 703.6421 | 196.3652 | 507.2768 | 289.3329 | 289.3329 | 0
|  | 2056 | 507.2768 | 196.3652 | 310.9116 | 259.1812 | 259.1812 | 0
|  | 2057 | 310.9116 | 196.3652 | 114.5464 | 229.0295 | 229.0295 | 0
|  | 2058 | 114.5464 | 114.5464 | 0 | 123.3406 | 123.3406 | 0
|  | 2059 | 0 | 0 | 0 | 0 | 0 | 0
|  | 2060 | 0 | 0 | 0 | 0 | 0 | 0
|  | 2061 | 0 | 0 | 0 | 0 | 0 | 0
|  | 2062 | 0 | 0 | 0 | 0 | 0 | 0
|  | 2063 | 0 | 0 | 0 | 0 | 0 | 0
|  | 2064 | 0 | 0 | 0 | 0 | 0 | 0
|  | 2065 | 0 | 0 | 0 | 0 | 0 | 0
|  | 2066 | 0 | 0 | 0 | 0 | 0 | 0
|  | 2067 | 0 | 0 | 0 | 0 | 0 | 0
|  | 2068 | 0 | 0 | 0 | 0 | 0 | 0
|  | 2069 | 0 | 0 | 0 | 0 | 0 | 0
|  | 2070 | 0 | 0 | 0 | 0 | 0 | 0
|  | 2071 | 0 | 0 | 0 | 0 | 0 | 0
|  | 2072 | 0 | 0 | 0 | 0 | 0 | 0
|  | 2073 | 0 | 0 | 0 | 0 | 0 | 0
|  | Project Totals |  |  |  | 38600.7794 | 38600.7794 | 0
** This is the total amount that needs to be reported to PJM for billing to all regions.
## This is the calculation of additional incentive revenue on projects deemed by the FERC to be eligible for an incentive return. This
additional incentive requirement is applicable for the life of this specific project. Each year the revenue requirement calculated for PJM
should be incremented by the amount of the incentive revenue calculated for that year on this project.
In order to calculate the proper monthly RTEP billing amount, PJM requires a 12 month revenue requirement for each RTEP project. As a result, notwithstanding the fact that the project was in service for a partial year, the project revenue requirement in the year that the project goes into service has been annualized (shown at the full-year level) so that PJM will collect the correct monthly billings.
OPCo Worksheet J - ATRR PROJECTED Calculation for PJM Projects Charged to Benefiting Zones | [11 empty] | Page 22 of | 22
| IV. | Determine the Revenue Requirement, and Additional Revenue Requirement for facilities receiving incentives.
A. Base Plan Facilities
|  | Facilities receiving incentives accepted by FERC in Docket No. |  |  |  |  | (e.g. ER05-925-000) |  | Current Projected Year ARR |  |  | 0
[9 empty] | Current Projected Year ARR w/ Incentive |  |  | 0
|  | Project Description: | RTEP ID: b2833 (Reconductor the Maddox Creek - East Lima 345 kV circuit) | [5 empty] | Current Projected Year Incentive ARR |  |  | 0
Details
|  | Investment | 0 | Current Year |  |  |  | 2023 | CUMULATIVE HISTORY OF PROJECTED ANNUAL REVENUE REQUIREMENTS:
|  | Service Year (yyyy) | 2019 | ROE increase accepted by FERC (Basis Points) |  |  |  | 0 | CUMULATIVE HISTORY OF PROJECTED ANNUAL REVENUE REQUIREMENTS:
|  | Service Month (1-12) | 7 | FCR w/o incentives, less depreciation |  |  |  | 15.35% | INPUT PROJECTED ARR (WITH & WITHOUT INCENTIVES) FROM EACH PRIOR YEAR
|  | Useful life | 44 | FCR w/incentives approved for these facilities, less dep. |  |  |  | 15.35% | TEMPLATE BELOW TO MAINTAIN HISTORY OF PROJECTED ARRS OVER THE
|  | CIAC (Yes or No) | No | Annual Depreciation Expense |  |  |  | 0 | LIFE OF THE PROJECT.
|  | Investment | Beginning | Depreciation | Ending | RTEP Rev. Req't. | RTEP Rev. Req't. | Incentive Rev. | RTEP Projected Rev. Req't.From Prior Year Template |  | RTEP Projected Rev. Req't.From Prior Year Template
|  | Year | Balance | Expense | Balance | w/o Incentives | with Incentives ** | Requirement ## | w/o Incentives |  | with Incentives **
|  | 2019 | 0 | 0 | 0 | 0 | 0 | 0 | 787895 |  | 787895
|  | 2020 | 0 | 0 | 0 | 0 | 0 | 0 | 1123918.7591 |  | 1123918.7591
|  | 2021 | 0 | 0 | 0 | 0 | 0 | 0
|  | 2022 | 0 | 0 | 0 | 0 | 0 | 0
|  | 2023 | 0 | 0 | 0 | 0 | 0 | 0
|  | 2024 | 0 | 0 | 0 | 0 | 0 | 0
|  | 2025 | 0 | 0 | 0 | 0 | 0 | 0
|  | 2026 | 0 | 0 | 0 | 0 | 0 | 0
|  | 2027 | 0 | 0 | 0 | 0 | 0 | 0
|  | 2028 | 0 | 0 | 0 | 0 | 0 | 0
|  | 2029 | 0 | 0 | 0 | 0 | 0 | 0
|  | 2030 | 0 | 0 | 0 | 0 | 0 | 0
|  | 2031 | 0 | 0 | 0 | 0 | 0 | 0
|  | 2032 | 0 | 0 | 0 | 0 | 0 | 0
|  | 2033 | 0 | 0 | 0 | 0 | 0 | 0
|  | 2034 | 0 | 0 | 0 | 0 | 0 | 0
|  | 2035 | 0 | 0 | 0 | 0 | 0 | 0
|  | 2036 | 0 | 0 | 0 | 0 | 0 | 0
|  | 2037 | 0 | 0 | 0 | 0 | 0 | 0
|  | 2038 | 0 | 0 | 0 | 0 | 0 | 0
|  | 2039 | 0 | 0 | 0 | 0 | 0 | 0
|  | 2040 | 0 | 0 | 0 | 0 | 0 | 0
|  | 2041 | 0 | 0 | 0 | 0 | 0 | 0
|  | 2042 | 0 | 0 | 0 | 0 | 0 | 0
|  | 2043 | 0 | 0 | 0 | 0 | 0 | 0
|  | 2044 | 0 | 0 | 0 | 0 | 0 | 0
|  | 2045 | 0 | 0 | 0 | 0 | 0 | 0
|  | 2046 | 0 | 0 | 0 | 0 | 0 | 0
|  | 2047 | 0 | 0 | 0 | 0 | 0 | 0
|  | 2048 | 0 | 0 | 0 | 0 | 0 | 0
|  | 2049 | 0 | 0 | 0 | 0 | 0 | 0
|  | 2050 | 0 | 0 | 0 | 0 | 0 | 0
|  | 2051 | 0 | 0 | 0 | 0 | 0 | 0
|  | 2052 | 0 | 0 | 0 | 0 | 0 | 0
|  | 2053 | 0 | 0 | 0 | 0 | 0 | 0
|  | 2054 | 0 | 0 | 0 | 0 | 0 | 0
|  | 2055 | 0 | 0 | 0 | 0 | 0 | 0
|  | 2056 | 0 | 0 | 0 | 0 | 0 | 0
|  | 2057 | 0 | 0 | 0 | 0 | 0 | 0
|  | 2058 | 0 | 0 | 0 | 0 | 0 | 0
|  | 2059 | 0 | 0 | 0 | 0 | 0 | 0
|  | 2060 | 0 | 0 | 0 | 0 | 0 | 0
|  | 2061 | 0 | 0 | 0 | 0 | 0 | 0
|  | 2062 | 0 | 0 | 0 | 0 | 0 | 0
|  | 2063 | 0 | 0 | 0 | 0 | 0 | 0
|  | 2064 | 0 | 0 | 0 | 0 | 0 | 0
|  | 2065 | 0 | 0 | 0 | 0 | 0 | 0
|  | 2066 | 0 | 0 | 0 | 0 | 0 | 0
|  | 2067 | 0 | 0 | 0 | 0 | 0 | 0
|  | 2068 | 0 | 0 | 0 | 0 | 0 | 0
|  | 2069 | 0 | 0 | 0 | 0 | 0 | 0
|  | 2070 | 0 | 0 | 0 | 0 | 0 | 0
|  | 2071 | 0 | 0 | 0 | 0 | 0 | 0
|  | 2072 | 0 | 0 | 0 | 0 | 0 | 0
|  | 2073 | 0 | 0 | 0 | 0 | 0 | 0
|  | 2074 | 0 | 0 | 0 | 0 | 0 | 0
|  | 2075 | 0 | 0 | 0 | 0 | 0 | 0
|  | 2076 | 0 | 0 | 0 | 0 | 0 | 0
|  | 2077 | 0 | 0 | 0 | 0 | 0 | 0
|  | 2078 | 0 | 0 | 0 | 0 | 0 | 0
|  | Project Totals |  |  |  | 0 | 0 | 0
** This is the total amount that needs to be reported to PJM for billing to all regions.
## This is the calculation of additional incentive revenue on projects deemed by the FERC to be eligible for an incentive return. This
additional incentive requirement is applicable for the life of this specific project. Each year the revenue requirement calculated for PJM
should be incremented by the amount of the incentive revenue calculated for that year on this project.
In order to calculate the proper monthly RTEP billing amount, PJM requires a 12 month revenue requirement for each RTEP project. As a result, notwithstanding the fact that the project was in service for a partial year, the project revenue requirement in the year that the project goes into service has been annualized (shown at the full-year level) so that PJM will collect the correct monthly billings.
OPCo Worksheet J - ATRR PROJECTED Calculation for PJM Projects Charged to Benefiting Zones | [11 empty] | Page 22 of | 22
| IV. | Determine the Revenue Requirement, and Additional Revenue Requirement for facilities receiving incentives.
A. Base Plan Facilities
|  | Facilities receiving incentives accepted by FERC in Docket No. |  |  |  |  | (e.g. ER05-925-000) |  | Current Projected Year ARR |  |  | 0
[9 empty] | Current Projected Year ARR w/ Incentive |  |  | 0
|  | Project Description: | [6 empty] | Current Projected Year Incentive ARR |  |  | 0
Details
|  | Investment |  | Current Year |  |  |  | 2023 | CUMULATIVE HISTORY OF PROJECTED ANNUAL REVENUE REQUIREMENTS:
|  | Service Year (yyyy) | 2023 | ROE increase accepted by FERC (Basis Points) |  |  |  | 0 | CUMULATIVE HISTORY OF PROJECTED ANNUAL REVENUE REQUIREMENTS:
|  | Service Month (1-12) | 1 | FCR w/o incentives, less depreciation |  |  |  | 15.35% | INPUT PROJECTED ARR (WITH & WITHOUT INCENTIVES) FROM EACH PRIOR YEAR
|  | Useful life | 44 | FCR w/incentives approved for these facilities, less dep. |  |  |  | 15.35% | TEMPLATE BELOW TO MAINTAIN HISTORY OF PROJECTED ARRS OVER THE
|  | CIAC (Yes or No) | No | Annual Depreciation Expense |  |  |  | 0 | LIFE OF THE PROJECT.
|  | Investment | Beginning | Depreciation | Ending | RTEP Rev. Req't. | RTEP Rev. Req't. | Incentive Rev. | RTEP Projected Rev. Req't.From Prior Year Template |  | RTEP Projected Rev. Req't.From Prior Year Template
|  | Year | Balance | Expense | Balance | w/o Incentives | with Incentives ** | Requirement ## | w/o Incentives |  | with Incentives **
|  | 2023 | 0 | 0 | 0 | 0 | 0 | 0
|  | 2024 | 0 | 0 | 0 | 0 | 0 | 0
|  | 2025 | 0 | 0 | 0 | 0 | 0 | 0
|  | 2026 | 0 | 0 | 0 | 0 | 0 | 0
|  | 2027 | 0 | 0 | 0 | 0 | 0 | 0
|  | 2028 | 0 | 0 | 0 | 0 | 0 | 0
|  | 2029 | 0 | 0 | 0 | 0 | 0 | 0
|  | 2030 | 0 | 0 | 0 | 0 | 0 | 0
|  | 2031 | 0 | 0 | 0 | 0 | 0 | 0
|  | 2032 | 0 | 0 | 0 | 0 | 0 | 0
|  | 2033 | 0 | 0 | 0 | 0 | 0 | 0
|  | 2034 | 0 | 0 | 0 | 0 | 0 | 0
|  | 2035 | 0 | 0 | 0 | 0 | 0 | 0
|  | 2036 | 0 | 0 | 0 | 0 | 0 | 0
|  | 2037 | 0 | 0 | 0 | 0 | 0 | 0
|  | 2038 | 0 | 0 | 0 | 0 | 0 | 0
|  | 2039 | 0 | 0 | 0 | 0 | 0 | 0
|  | 2040 | 0 | 0 | 0 | 0 | 0 | 0
|  | 2041 | 0 | 0 | 0 | 0 | 0 | 0
|  | 2042 | 0 | 0 | 0 | 0 | 0 | 0
|  | 2043 | 0 | 0 | 0 | 0 | 0 | 0
|  | 2044 | 0 | 0 | 0 | 0 | 0 | 0
|  | 2045 | 0 | 0 | 0 | 0 | 0 | 0
|  | 2046 | 0 | 0 | 0 | 0 | 0 | 0
|  | 2047 | 0 | 0 | 0 | 0 | 0 | 0
|  | 2048 | 0 | 0 | 0 | 0 | 0 | 0
|  | 2049 | 0 | 0 | 0 | 0 | 0 | 0
|  | 2050 | 0 | 0 | 0 | 0 | 0 | 0
|  | 2051 | 0 | 0 | 0 | 0 | 0 | 0
|  | 2052 | 0 | 0 | 0 | 0 | 0 | 0
|  | 2053 | 0 | 0 | 0 | 0 | 0 | 0
|  | 2054 | 0 | 0 | 0 | 0 | 0 | 0
|  | 2055 | 0 | 0 | 0 | 0 | 0 | 0
|  | 2056 | 0 | 0 | 0 | 0 | 0 | 0
|  | 2057 | 0 | 0 | 0 | 0 | 0 | 0
|  | 2058 | 0 | 0 | 0 | 0 | 0 | 0
|  | 2059 | 0 | 0 | 0 | 0 | 0 | 0
|  | 2060 | 0 | 0 | 0 | 0 | 0 | 0
|  | 2061 | 0 | 0 | 0 | 0 | 0 | 0
|  | 2062 | 0 | 0 | 0 | 0 | 0 | 0
|  | 2063 | 0 | 0 | 0 | 0 | 0 | 0
|  | 2064 | 0 | 0 | 0 | 0 | 0 | 0
|  | 2065 | 0 | 0 | 0 | 0 | 0 | 0
|  | 2066 | 0 | 0 | 0 | 0 | 0 | 0
|  | 2067 | 0 | 0 | 0 | 0 | 0 | 0
|  | 2068 | 0 | 0 | 0 | 0 | 0 | 0
|  | 2069 | 0 | 0 | 0 | 0 | 0 | 0
|  | 2070 | 0 | 0 | 0 | 0 | 0 | 0
|  | 2071 | 0 | 0 | 0 | 0 | 0 | 0
|  | 2072 | 0 | 0 | 0 | 0 | 0 | 0
|  | 2073 | 0 | 0 | 0 | 0 | 0 | 0
|  | 2074 | 0 | 0 | 0 | 0 | 0 | 0
|  | 2075 | 0 | 0 | 0 | 0 | 0 | 0
|  | 2076 | 0 | 0 | 0 | 0 | 0 | 0
|  | 2077 | 0 | 0 | 0 | 0 | 0 | 0
|  | 2078 | 0 | 0 | 0 | 0 | 0 | 0
|  | 2079 | 0 | 0 | 0 | 0 | 0 | 0
|  | 2080 | 0 | 0 | 0 | 0 | 0 | 0
|  | 2081 | 0 | 0 | 0 | 0 | 0 | 0
|  | 2082 | 0 | 0 | 0 | 0 | 0 | 0
|  | Project Totals |  |  |  | 0 | 0 | 0
** This is the total amount that needs to be reported to PJM for billing to all regions.
## This is the calculation of additional incentive revenue on projects deemed by the FERC to be eligible for an incentive return. This
additional incentive requirement is applicable for the life of this specific project. Each year the revenue requirement calculated for PJM
should be incremented by the amount of the incentive revenue calculated for that year on this project.
In order to calculate the proper monthly RTEP billing amount, PJM requires a 12 month revenue requirement for each RTEP project. As a result, notwithstanding the fact that the project was in service for a partial year, the project revenue requirement in the year that the project goes into service has been annualized (shown at the full-year level) so that PJM will collect the correct monthly billings.

## WS K TRUE-UP RTEP RR (hidden)
Privileged and Confidential
Subject to FERC Rules 602 and 606
AEP East Companies
Cost of Service Formula Rate Using 2023 FF1 Balances
Worksheet K Supporting Calculation of TRUE-UP PJM RTEP Project Revenue Requirement Billed to Benefiting Zones
Ohio Power Company
[13 empty] | Page 1 of | 2 | 1
| I. | Calculate Return and Income Taxes with 0 basis point ROE increase for Projects Qualified for Regional Billing.
A. Determine 'R' with hypothetical 0 basis point increase in ROE for Identified Projects
|  | ROE w/o incentives (TCOS, ln 156) |  |  | 10.35%
|  | Project ROE Incentive Adder |  |  | 0
|  | ROE with additional 0 basis point incentive |  |  | 10.35% |  |  |  |  | SUMMARY OF TRUED-UP ANNUAL REVENUE REQUIREMENTS FOR RTEPPROJECTS
|  | Determine R ( cost of long term debt, cost of preferred stock and equity percentage is from the TCOS, lns 154 through156) | [9 empty] | Rev Require | W Incentives | Incentive Amounts
|  |  | % | Cost | Weighted cost |  |  |  |  | TRUE-UP YEAR | 2023
|  | Long Term Debt | 49.74% | 4.038% | 2.008% | [5 empty] | As Projected in Prior Year WS J | #N/A | #N/A | #N/A
|  | Preferred Stock | 0% | 0% | 0% | [5 empty] | Actual after True-up | #N/A | #N/A | #N/A
|  | Common Stock | 50.26% | 10.35% | 5.202% | [5 empty] | True-up of ARR For 2023 | #N/A | #N/A | #N/A
|  |  |  | R = | 7.21%
B. Determine Return using 'R' with hypothetical 0 basis point ROE increase for Identified Projects.
|  | Rate Base (TCOS, ln 68) |  | 1976001805.3432
|  | R (from A. above) |  | 7.21%
|  | Return (Rate Base x R) |  | 142479227.0598
C. Determine Income Taxes using Return with hypothetical 0 basis point ROE increase for Identified Projects.
|  | Return (from B. above) |  | 142479227.0598
|  | Effective Tax Rate (TCOS, ln 114) |  | 20.32%
|  | Income Tax Calculation (Return x CIT) |  | 28957090.1271
|  | ITC Adjustment |  | -393.5517
|  | Excess Deferred Income Tax |  | -9870275.5364
|  | Tax Affect of Permanent Differences |  | 1127885.0113
|  | Income Taxes |  | 20214306.0503
| II. | Calculate Net Plant Carrying Charge Rate (Fixed Charge Rate or FCR) with hypothetical 0
basis point ROE increase.
A. Determine Annual Revenue Requirement less return and Income Taxes.
|  | Annual Revenue Requirement (TCOS, ln 1) |  |  | 434070223.0887
|  | Lease Payments (TCOS, Ln 95) |  |  | 2740000
|  | Return (TCOS, ln 126) |  |  | 142479227.0598
|  | Income Taxes (TCOS, ln 125) |  |  | 20214306.0503
|  | Annual Revenue Requirement, Less Lease Payments, Return and Taxes |  |  | 268636689.9786
B. Determine Annual Revenue Requirement with hypothetical 0 basis point increase in ROE.
|  | Annual Revenue Requirement, Less Lease Payments, Return and Taxes |  |  | 268636689.9786
|  | Return (from I.B. above) |  |  | 142479227.0598
|  | Income Taxes (from I.C. above) |  |  | 20214306.0503
|  | Annual Revenue Requirement, with 0 Basis Point ROE increase |  |  | 431330223.0887
|  | Depreciation (TCOS, ln 100) |  |  | 73725000
|  | Annual Rev. Req, w/ 0 Basis Point ROE increase, less Depreciation |  |  | 357605223.0887
C. Determine FCR with hypothetical 0 basis point ROE increase.
|  | Net Transmission Plant (TCOS, ln 42) |  |  | 2328933384.6154
|  | Annual Revenue Requirement, with 0 Basis Point ROE increase |  |  | 431330223.0887
|  | FCR with 0 Basis Point increase in ROE |  |  | 18.52%
|  | Annual Rev. Req, w / 0 Basis Point ROE increase, less Dep. |  |  | 357605223.0887
|  | FCR with 0 Basis Point ROE increase, less Depreciation |  |  | 15.35%
|  | FCR less Depreciation (TCOS, ln 10) |  |  | 15.35%
|  | Incremental FCR with 0 Basis Point ROE increase, less Depreciation |  |  | 0%
| III. | Calculation of Composite Depreciation Rate
|  | Average Transmission Plant Balance for 2023 (TCOS, ln 21) |  |  |  |  | 3260929307.6923
|  | Annual Depreciation and Amortization Expense (TCOS, ln 100) |  |  |  |  | 73725000
|  | Composite Depreciation Rate |  |  |  |  | 2.261%
|  | Depreciable Life for Composite Depreciation Rate |  |  |  |  | 44.231
|  | Round to nearest whole year |  |  |  |  | 44
Worksheet K - ATRR TRUE-UP Calculation for PJM Projects Charged to Benefiting Zones | [12 empty] | Page 2 of | 2 | 1
| IV. | Determine the Revenue Requirement, and Additional Revenue Requirement for facilities receiving incentives.
A. Base Plan Facilities
|  | Facilities receiving incentives accepted by FERC in Docket No. | [5 empty] | (e.g. ER05-925-000) |  | 2016 | Rev Require | W Incentives | Incentive Amounts
[10 empty] | Prior Yr Projected | #N/A | #N/A | #N/A
|  | Project Description: | [7 empty] | Prior Yr True-Up | #N/A | #N/A | #N/A
[10 empty] | True-Up Adjustment | #N/A | #N/A | #N/A
Details
|  | Investment |  | Current Year |  |  |  |  | 2016 | TRUE UP OF PROJECT REVENUE REQUIREMENT FOR PRIOR YEAR:
|  | Service Year (yyyy) |  | ROE increase accepted by FERC (Basis Points) |  |  |  |  | 0 | CUMULATIVE HISTORY OF TRUED-UP ANNUAL REVENUE REQUIREMENTS:
|  | Service Month (1-12) |  | FCR w/o incentives, less depreciation |  |  |  |  | 15.35% | INPUT TRUE-UP ARR (WITH & WITHOUT INCENTIVES) FROM EACH PRIOR YEAR
|  | Useful life | 44 | FCR w/incentives approved for these facilities, less dep. |  |  |  |  | 15.35% | TEMPLATE BELOW TO MAINTAIN HISTORY OF TRUED-UP ARRS OVER THE
|  | CIAC (Yes or No) |  | Annual Depreciation Expense |  |  |  |  | 0 | LIFE OF THE PROJECT.
|  | Investment | Beginning | Depreciation | Ending | Average | RTEP Rev. Req't. | RTEP Rev. Req't. | Incentive Rev. | RTEP Projected Rev. Req't.From Prior Year WS J | RTEP Rev Req't True-up | RTEP Projected Rev. Req't.From Prior Year WS J | RTEP Rev Req't True-up | True-up of Incentive
|  | Year | Balance | Expense | Balance | Balance | w/o Incentives | with Incentives ** | Requirement ## | w/o Incentives | w/o Incentives | with Incentives ** | with Incentives ** | with Incentives **
|  | - | 0 | 0 | 0 | 0 | 0 | 0 | 0 |  | 0 |  | 0 | 0
|  | - | 0 | 0 | 0 | 0 | 0 | 0 | 0 |  | 0 |  | 0 | 0
|  | - | 0 | 0 | 0 | 0 | 0 | 0 | 0 |  | 0 |  | 0 | 0
|  | - | 0 | 0 | 0 | 0 | 0 | 0 | 0 |  | 0 |  | 0 | 0
|  | - | 0 | 0 | 0 | 0 | 0 | 0 | 0 |  | 0 |  | 0 | 0
|  | - | 0 | 0 | 0 | 0 | 0 | 0 | 0 |  | 0 |  | 0 | 0
|  | - | 0 | 0 | 0 | 0 | 0 | 0 | 0 |  | 0 |  | 0 | 0
|  | - | 0 | 0 | 0 | 0 | 0 | 0 | 0 |  | 0 |  | 0 | 0
|  | - | 0 | 0 | 0 | 0 | 0 | 0 | 0 |  | 0 |  | 0 | 0
|  | - | 0 | 0 | 0 | 0 | 0 | 0 | 0 |  | 0 |  | 0 | 0
|  | - | 0 | 0 | 0 | 0 | 0 | 0 | 0 |  | 0 |  | 0 | 0
|  | - | 0 | 0 | 0 | 0 | 0 | 0 | 0 |  | 0 |  | 0 | 0
|  | - | 0 | 0 | 0 | 0 | 0 | 0 | 0 |  | 0 |  | 0 | 0
|  | - | 0 | 0 | 0 | 0 | 0 | 0 | 0 |  | 0 |  | 0 | 0
|  | - | 0 | 0 | 0 | 0 | 0 | 0 | 0 |  | 0 |  | 0 | 0
|  | - | 0 | 0 | 0 | 0 | 0 | 0 | 0 |  | 0 |  | 0 | 0
|  | - | 0 | 0 | 0 | 0 | 0 | 0 | 0 |  | 0 |  | 0 | 0
|  | - | 0 | 0 | 0 | 0 | 0 | 0 | 0 |  | 0 |  | 0 | 0
|  | - | 0 | 0 | 0 | 0 | 0 | 0 | 0 |  | 0 |  | 0 | 0
|  | - | 0 | 0 | 0 | 0 | 0 | 0 | 0 |  | 0 |  | 0 | 0
|  | - | 0 | 0 | 0 | 0 | 0 | 0 | 0 |  | 0 |  | 0 | 0
|  | - | 0 | 0 | 0 | 0 | 0 | 0 | 0 |  | 0 |  | 0 | 0
|  | - | 0 | 0 | 0 | 0 | 0 | 0 | 0 |  | 0 |  | 0 | 0
|  | - | 0 | 0 | 0 | 0 | 0 | 0 | 0 |  | 0 |  | 0 | 0
|  | - | 0 | 0 | 0 | 0 | 0 | 0 | 0 |  | 0 |  | 0 | 0
|  | - | 0 | 0 | 0 | 0 | 0 | 0 | 0 |  | 0 |  | 0 | 0
|  | - | 0 | 0 | 0 | 0 | 0 | 0 | 0 |  | 0 |  | 0 | 0
|  | - | 0 | 0 | 0 | 0 | 0 | 0 | 0 |  | 0 |  | 0 | 0
|  | - | 0 | 0 | 0 | 0 | 0 | 0 | 0 |  | 0 |  | 0 | 0
|  | - | 0 | 0 | 0 | 0 | 0 | 0 | 0 |  | 0 |  | 0 | 0
|  | - | 0 | 0 | 0 | 0 | 0 | 0 | 0 |  | 0 |  | 0 | 0
|  | - | 0 | 0 | 0 | 0 | 0 | 0 | 0 |  | 0 |  | 0 | 0
|  | - | 0 | 0 | 0 | 0 | 0 | 0 | 0 |  | 0 |  | 0 | 0
|  | - | 0 | 0 | 0 | 0 | 0 | 0 | 0 |  | 0 |  | 0 | 0
|  | - | 0 | 0 | 0 | 0 | 0 | 0 | 0 |  | 0 |  | 0 | 0
|  | - | 0 | 0 | 0 | 0 | 0 | 0 | 0 |  | 0 |  | 0 | 0
|  | - | 0 | 0 | 0 | 0 | 0 | 0 | 0 |  | 0 |  | 0 | 0
|  | - | 0 | 0 | 0 | 0 | 0 | 0 | 0 |  | 0 |  | 0 | 0
|  | - | 0 | 0 | 0 | 0 | 0 | 0 | 0 |  | 0 |  | 0 | 0
|  | - | 0 | 0 | 0 | 0 | 0 | 0 | 0 |  | 0 |  | 0 | 0
|  | - | 0 | 0 | 0 | 0 | 0 | 0 | 0 |  | 0 |  | 0 | 0
|  | - | 0 | 0 | 0 | 0 | 0 | 0 | 0 |  | 0 |  | 0 | 0
|  | - | 0 | 0 | 0 | 0 | 0 | 0 | 0 |  | 0 |  | 0 | 0
|  | - | 0 | 0 | 0 | 0 | 0 | 0 | 0 |  | 0 |  | 0 | 0
|  | - | 0 | 0 | 0 | 0 | 0 | 0 | 0 |  | 0 |  | 0 | 0
|  | - | 0 | 0 | 0 | 0 | 0 | 0 | 0 |  | 0 |  | 0 | 0
|  | - | 0 | 0 | 0 | 0 | 0 | 0 | 0 |  | 0 |  | 0 | 0
|  | - | 0 | 0 | 0 | 0 | 0 | 0 | 0 |  | 0 |  | 0 | 0
|  | - | 0 | 0 | 0 | 0 | 0 | 0 | 0 |  | 0 |  | 0 | 0
|  | - | 0 | 0 | 0 | 0 | 0 | 0 | 0 |  | 0 |  | 0 | 0
|  | - | 0 | 0 | 0 | 0 | 0 | 0 | 0 |  | 0 |  | 0 | 0
|  | - | 0 | 0 | 0 | 0 | 0 | 0 | 0 |  | 0 |  | 0 | 0
|  | - | 0 | 0 | 0 | 0 | 0 | 0 | 0 |  | 0 |  | 0 | 0
|  | - | 0 | 0 | 0 | 0 | 0 | 0 | 0 |  | 0 |  | 0 | 0
|  | - | 0 | 0 | 0 | 0 | 0 | 0 | 0 |  | 0 |  | 0 | 0
|  | - | 0 | 0 | 0 | 0 | 0 | 0 | 0 |  | 0 |  | 0 | 0
|  | - | 0 | 0 | 0 | 0 | 0 | 0 | 0 |  | 0 |  | 0 | 0
|  | - | 0 | 0 | 0 | 0 | 0 | 0 | 0 |  | 0 |  | 0 | 0
|  | - | 0 | 0 | 0 | 0 | 0 | 0 | 0 |  | 0 |  | 0 | 0
|  | - | 0 | 0 | 0 | 0 | 0 | 0 | 0 |  | 0 |  | 0 | 0
|  | Project Totals |  | 0 |  |  | 0 | 0 | 0
** This is the total amount that needs to be reported to PJM for billing to all regions.
## This is the calculation of additional incentive revenue on projects deemed by the FERC to be eligible for an incentive return. This
additional incentive requirement is applicable for the life of this specific project. Each year the revenue requirement calculated for PJM
should be incremented by the amount of the incentive revenue calculated for that year on this project.

## WS L Reserved
AEP East Companies
Cost of Service Formula Rate Using 2023 FF1 Balances
Worksheet L Reserved for Future Use
Ohio Power Company

## WS M - Cost of Capital
AEP East Companies
Cost of Service Formula Rate Using Actual/Projected FF1 Balances
Worksheet M Supporting Calculation of Capital Structure and Weighted Average Cost of Capital
Ohio Power Company
Average Balance of Common Equity
Line No | Month | Proprietary Capital | Less: Preferred Stock | Less Undistributed Sub Earnings (Acct 216.1) | Less AOCI (Acct 219.1) | Average Balance of Common Equity
| (a) | (b) | (c) | (d) | (e) | (f)=(b)-( c)-(d)-( e)
| (Note A) | (FF1 112.16) | (FF1 250-251) | (FF1 112.12) | (FF1 112.15)
1 | December Prior to Rate Year | 3135641000 |  | 4916000 | 13000 | 3130712000
2 | January | 3176510000 |  | 4916000 | 13000 | 3171581000
3 | February | 3203553000 |  | 4916000 | 13000 | 3198624000
4 | March | 3233120000 |  | 4916000 | 13000 | 3228191000
5 | April | 3248977000 |  | 4916000 | 13000 | 3244048000
6 | May | 3275822000 |  | 4916000 | 13000 | 3270893000
7 | June | 3307672000 |  | 4916000 | 13000 | 3302743000
8 | July | 3345167000 |  | 4916000 | 13000 | 3340238000
9 | August | 3380189000 |  | 4916000 | 13000 | 3375260000
10 | September | 3396631000 |  | 4916000 | 13000 | 3391702000
11 | October | 3419713000 |  | 4916000 | 13000 | 3414784000
12 | November | 3438782000 |  | 4916000 | 13000 | 3433853000
13 | December of Rate Year | 3463025000 |  | 4916000 | 13000 | 3458096000
14 | Average of the 13 Monthly Balances | 3309600000 | 0 | 4916000 | 13000 | 3304671153.8462
Average Balance of Long Term Debt
Line No | Month | Acct 221 Bonds | Less: Acct 222 Reacquired Bonds | Acct 223 LT Advances from Assoc. Companies | Acct 224 Senior Unsecured Notes | Less: Fair Value Hedges | Gross Proceeds Outstanding Long-Term Debt
| (a) | (b) | (c) | (d) | (e) | (f) | (g)=(b)-( c)+(d)+( e)-(f)
| (Note A) | (FF1 112.18) | (FF1 112.19) | (FF1 112.20) | (FF1 112.21) | FF1, page 257, Col. (h) - Note 1
15 | December Prior to Rate Year |  |  |  | 3000687000 |  | 3000687000
16 | January |  |  |  | 3000687000 |  | 3000687000
17 | February |  |  |  | 3000687000 |  | 3000687000
18 | March |  |  |  | 3350687000 |  | 3350687000
19 | April |  |  |  | 3350687000 |  | 3350687000
20 | May |  |  |  | 3350687000 |  | 3350687000
21 | June |  |  |  | 3350687000 |  | 3350687000
22 | July |  |  |  | 3350687000 |  | 3350687000
23 | August |  |  |  | 3350687000 |  | 3350687000
24 | September |  |  |  | 3350687000 |  | 3350687000
25 | October |  |  |  | 3350687000 |  | 3350687000
26 | November |  |  |  | 3350687000 |  | 3350687000
27 | December of Rate Year |  |  |  | 3350687000 |  | 3350687000
28 | Average of the 13 Monthly Balances | 0 | 0 | 0 | 3269918000 | 0 | 3269917769.2308
NOTE 1: The balance of fair value hedges on outstanding long term debt are to be excluded from the balance of long term debt included in the formula's capital structure. (Page 257 Column H of the FF1)
Development of Cost of Long Term Debt Based on Average Outstanding Balance
| (a) | (b) | (c) | (d) | (e) | (f) | (g)
29 | Annual Interest Expense for 2023
30 | Interest on Long Term Debt - Accts 221 - 224 (256-257.33.i) |  |  | 129962000
31 | Less: Total Hedge Gain/Expense Accumulated from p 256-257, col. (i) of FERC Form 1 included in Ln 30 and shown in 50 below. |  |  | 0
32 | Plus: Allowed Hedge Recovery From Ln 55 below. |  |  | 0
33 | Amort of Debt Discount & Expense - Acct 428 (117.63.c) |  |  | 1757000
34 | Amort of Loss on Reacquired Debt - Acct 428.1 (117.64.c) |  |  | 307000
35 | Less: Amort of Premium on Debt - Acct 429 (117.65.c)
36 | Less: Amort of Gain on Reacquired Debt - Acct 429.1 (117.66.c)
37 | Total Interest Expense (Ln 30 - 31 + 33 + 34 - 35 - 36) |  |  | 132026000
38 | Average Cost of Debt for 2023 (Ln 37/ ln 28 (g)) |  |  | 4.038%
CALCULATION OF RECOVERABLE HEDGE GAINS/LOSSES
39 | NOTE: The net amount of hedging gains or losses recorded in account 427 to be recovered in this formula rate should be limited to the effective portion of pre-issuance cash flow hedges that are amortized over the life of the underlying debt issuances. The recovery of a net loss or passback of a net gain will be limited to five basis points of the total Capital Structure. Amounts related to the ineffective portion of pre-issuance hedges, cash settlements of fair value hedges issued on Long Term Debt, post-issuance cash flow hedges, and cash flow hedges of variable rate debt issuances are not recoverable in this formula and are to be recorded in the “Excludable” column below.
Amortization Period
| HEDGE AMOUNTS BY ISSUANCE (FROM p. 256-257 (i) of the FERC Form 1) | Total Hedge (Gain)/Loss for 2023 | Less Excludable Amounts (See NOTE on Line 39) | Net Includable Hedge Amount | Remaining Unamortized Balance | Beginning | Ending
40
41
42
43
44
45
46 |  |  |  | 0
47 |  |  |  | 0
48 |  |  |  | 0
49 |  |  |  |  | 0
50 | Total Hedge Amortization | 0 | 0
51 | Hedge Gain or Loss Prior to Application of Recovery Limit (Sum of Lines 40 to 48) |  |  | 0
52 | Total Average Capital Structure Balance for 2023 (TCOS, Ln 157) |  |  | 6574588769.2308
53 | Financial Hedge Recovery Limit - Five Basis Points of Total Capital |  |  | 0.0005
54 | Limit of Recoverable Amount |  |  | 3287294.3846
55 | Recoverable Hedge Amortization (Lesser of Ln 51 or Ln 54) |  |  | 0
Development of Cost of Preferred Stock
| Preferred Stock |  |  | Average
56 | 0% Series - 0 - Dividend Rate (p. 250-251) | 0% | 0%
57 | 0% Series - 0 - Par Value (p. 250-251) | 0 | 0
58 | 0% Series - 0 - Shares O/S (p.250-251) | 0 | 0
59 | 0% Series - 0 - Monetary Value (Ln 57 * Ln 58) | 0 | 0 | 0
60 | 0% Series - 0 - Dividend Amount (Ln 56 * Ln 59) | 0 | 0 | 0
61 | 0% Series - 0 - Dividend Rate (p. 250-251) | 0% | 0%
62 | 0% Series - 0 - Par Value (p. 250-251) | 0 | 0
63 | 0% Series - 0 - Shares O/S (p.250-251) | 0 | 0
64 | 0% Series - 0 - Monetary Value (Ln 62 * Ln 63) | 0 | 0 | 0
65 | 0% Series - 0 - Dividend Amount (Ln 61 * Ln 64) | 0 | 0 | 0
66 | 0% Series - 0 - Dividend Rate (p. 250-251) | 0% | 0%
67 | 0% Series - 0 - Par Value (p. 250-251) | 0 | 0
68 | 0% Series - 0 - Shares O/S (p.250-251) | 0 | 0
69 | 0% Series - 0 - Monetary Value (Ln 67 * Ln 68) | 0 | 0 | 0
70 | 0% Series - 0 - Dividend Amount (Ln 66 * Ln 69) | 0 | 0 | 0
71 | Balance of Preferred Stock (Lns 59, 64, 69) | 0 | 0 | 0 | Year End Total Agrees to FF1 p.112, Ln 3, col (c ) & (d)
72 | Dividends on Preferred Stock (Lns 60, 65, 70) | 0 | 0 | 0
73 | Average Cost of Preferred Stock (Ln 72/71) | 0% | 0% | 0%

## WS N - Sale of Plant Held
AEP East Companies
Cost of Service Formula Rate Using Actual/Projected FF1 Balances
Worksheet N - Gains (Losses) on Sales of Plant Held For Future Use
Ohio Power Company
Note: Gain or loss on plant held for future are recorded in accounts 411.6 or 411.7 respectiviely. Sales will be funtionalized based on the description of that asset. Sales of transmission assets will be direct assigned; sales of general assets will be functionalized on labor. Sales of plant held for future use related to generation or distribution will not be included in the formula.
| (A) | (B) | ( C ) | (D) | (E) | (F) | (G) | (H) | (I)
|  |  | Function (T) or (G) |  |  |  | Functional Allocator | Functionalized Proceeds | FERC
Line | Date | Property Description |  | Basis | Proceeds | (Gain) / Loss |  |  | Account
|  |  | T = Transmission |  |  |  |  | (Gain) / Loss
G = General
1 | [5 empty] | 0 | 0% | 0
2 | [5 empty] | 0 | 0% | 0
3 | [5 empty] | 0 | 0% | 0
4 |  |  |  | Net (Gain) or Loss for 2023 |  | 0 |  | 0

## WS O - PBOP
AEP East Companies
Cost of Service Formula Rate Using Actual/Projected FF1 Balances
Worksheet O - Calculation of Postemployment Benefits Other than Pensions Expenses Allocable to Transmission Service
Ohio Power Company
1 | Total AEP East Operating Company PBOP Settlement Amount |  |  | 52288000
Allocation of PBOP Settlement Amount for 2023
Total Company Amount
|  | Actual Expense (Including AEPSC Billed OPEB) | Ratio of Company Actual to Total | Allocation of PBOB Recovery Allowance |  |  |  | One Year Functional Expense (Over)/Under
[5 empty] | Labor Allocator for 2023 |  | Allowable Expense
Line# | Company |  |  |  |  | Actual Expense
|  | (A) | (B)=(A)/Total (A) | (C )=(B) * 52288000 | (D) | (E)=(A) * (D) | (F)=(C) * (D) | (G)=(E) - (F)
(Line 14)
2 | APCo | -23619000 | 35.96% | 18800564 | 10.67% | -2521032.0005 | 2006724.3944 | -4527756.3948
3 | I&M | -17707000 | 26.96% | 14094652 | 4.922% | -871581.2315 | 693772.7536 | -1565353.985
4 | KPCo | -5481000 | 8.344% | 4362839 | 9.816% | -538035.0338 | 428272.2549 | -966307.2887
5 | KNGP | -551000 | 0.8388% | 438592 | 10.63% | -58564.6522 | 46617.038 | -105181.6901
6 | OPCo | -17283000 | 26.31% | 13757151 | 12.77% | -2206875.36 | 1756657.8467 | -3963533.2067
7 | WPCo | -1048000 | 1.595% | 834201 | 2.864% | -30015.6217 | 23892.2344 | -53907.856
8 | Sum of Lines 2 to 7 | -65689000 |  | 52288000 |  | -6226103.8995 | 4955936.5219 | -11182040.4214
Detail of Actual PBOP Expenses to be Removed in Cost of Service
|  |  | APCo |  | I&M | KPCo | KNGSPT | OPCo | WPCo | AEP East Total
9 | Direct Charged PBOP Expense per Actuarial Report |  | -19054000 |  | -16769000 | -4940000 | -434000 | -13441000 | -521000 | -55159000
10 | Additional PBOP Ledger Entries (from Company Records) |  | 567000 |  | 2049000 | 483000 | 0 | 0 | -440000
11 | Medicare Subsidy |  | 0 |  | 0 | 0 | 0 | 0 | 0 | 0
12 | Net Company Expense (Ln 9 + Ln 10 + Ln 11) |  | -18487000 |  | -14720000 | -4457000 | -434000 | -13441000 | -961000 | -52500000
0
13 | PBOP Expenses From AEP Service Corporation (from Company Records) |  | -5671000 |  | -3793000 | -1364000 | -140000 | -4292000 | -115000 | -15375000
14 | Company PBOP Expense (Ln 12 + Ln 13) |  | -24158000 |  | -18513000 | -5821000 | -574000 | -17733000 | -1076000 | -67875000
For the rate year 2017 and adjusted every four years thereafter, using the annual actuarial report produced for that year, filed as part of the informational filing, Worksheet O will be used to adjust PBOP costs for the next four years (i.e. 2017, 2018, 2019, 2020). If the annual actuarial report projects PBOP costs during the next four years, taken together with the then current cumulative PBOP cost/allowance position, will, absent a change in the PBOP allowance, cause the AEP Companies to over or under collect their cumulative PBOP costs by more than 20% of the projected next four year’s total cost, the PBOP allowance shall be adjusted. Worksheet O will be used in the process of updating the PBOP allowance determining (a) the level of cumulative over or under collections during the period since the PBOP allowance was last set, including carrying costs based on the weighted average cost of capital (“WACC”) each year from the actual formula rate; (b) the cumulative net present value of projected PBOP costs during the next four years, as estimated by the then current actuarial report, assuming a discount rate equal to the actual formula rate weighted average cost of capital for the prior calendar year; and (c) the cumulative net present value of continued collections over the next four years based on the then effective PBOP allowance, assuming a discount rate equal to the prior year WACC. If the absolute value of (a)+(b)-(c) exceeds 20% of (b), then the PBOP allowance used in the formula rate calculation shall be changed to the value that will cause the projected result (a)+(b)-(c) to equal zero. If the projected over or under collection during the next four years will be less than 20% of (b), then the PBOP allowacance will continue in effect for the next four years at the then effective rate. If it is determined through this procedure AEP Companies will over-recover or under-recover actual PBOP expenses by more than 20% over the subsequent four-year period, AEP shall make a filing under FPA Section 205 to change the PBOP expense stated in the formula rate shown on Worksheet O. No other changes to the formula rate may be included in that filing.

## APCo - WS P Dep. Rates
AEP EAST COMPANIES
Worksheet - P CALCULATION OF
TOTAL WEIGHTED AVERAGE DEPRECIATION RATES
FOR TRANSMISSION PLANT PROPERTY ACCOUNT
EFFECTIVE AS OF 1/1/2020
FOR MULTIPLE JURISDICTION COMPANIES
Appalachian Power Company
|  | VIRGINIA |  |  |  | WEST VIRGINIA |  |  | FERC WHOLESALE |  |  | FERC KINGSPORT |  |  | COMPANY
|  | (1) |  |  |  | (2) |  |  | (3) |  |  | (4)
|  |  |  | WTD AVG. |  | PSC OF WV |  | WTD AVG. |  |  | WTD AVG. |  |  | WTD AVG. | WTD AVG.
| PLANT | VA SCC | ALLOCATION | DEPREC. |  | APPROVED | ALLOCATION | DEPREC. | FERC | ALLOCATION | DEPREC. | FERC | ALLOCATION | DEPREC. | DEPREC.
| ACCT. | RATES | FACTOR (5) | RATE |  | RATES | FACTOR (5) | RATE | RATES | FACTOR (5) | RATE | RATES | FACTOR (5) | RATE | RATE
TRANSMISSION PLANT
Land Rights - Va. | 350.1 | 0.6584% | 1 | 0.66% | [10 empty] | 0.66%
Energy Storage Equip | 351 |  |  |  |  | 14.22% | 1 | 14.22% | [6 empty] | 14.22%
Structures & Improvements | 352 | 1.99% | 0.49482 | 0.98% |  | 1.62% | 0.41108 | 0.67% | 2.19% | 0.036533 | 0.08% | 2.19% | 0.057563 | 0.13% | 1.86%
Station Equipment | 353 | 2.7% | 0.49482 | 1.34% |  | 2.37% | 0.41108 | 0.97% | 2.19% | 0.036533 | 0.08% | 2.19% | 0.057563 | 0.13% | 2.52%
Towers & Fixtures | 354 | 1.64% | 0.49482 | 0.81% |  | 1.59% | 0.41108 | 0.65% | 2.19% | 0.036533 | 0.08% | 2.19% | 0.057563 | 0.13% | 1.67%
Poles & Fixtures | 355 | 3.46% | 0.49482 | 1.71% |  | 2.71% | 0.41108 | 1.11% | 2.19% | 0.036533 | 0.08% | 2.19% | 0.057563 | 0.13% | 3.03%
Overhead Conductor | 356 | 1.65% | 0.49482 | 0.82% |  | 1.53% | 0.41108 | 0.63% | 2.19% | 0.036533 | 0.08% | 2.19% | 0.057563 | 0.13% | 1.66%
Underground Conduit | 357 | 2.49% | 0.49482 | 1.23% |  | 3.71% | 0.41108 | 1.53% | 2.19% | 0.036533 | 0.08% | 2.19% | 0.057563 | 0.13% | 2.97%
Underground Conductors | 358 | 4.72% | 0.49482 | 2.34% |  | 5.24% | 0.41108 | 2.15% | 2.19% | 0.036533 | 0.08% | 2.19% | 0.057563 | 0.13% | 4.7%
GENERAL PLANT
Structures & Improvements | 390 | 1.89% | 0.52376 | 0.99% |  | 1.91% | 0.42594 | 0.81% | 3.43% | 0.019295 | 0.07% | 3.43% | 0.031009 | 0.11% | 1.98%
Office Furniture & Equipment | 391 | 3.21% | 0.52376 | 1.68% |  | 3.17% | 0.42594 | 1.35% | 3.43% | 0.019295 | 0.07% | 3.43% | 0.031009 | 0.11% | 3.21%
Transportation Equipment | 392 | 3.46% | 0.52376 | 1.81% |  | 3.4% | 0.42594 | 1.45% | 3.43% | 0.019295 | 0.07% | 3.43% | 0.031009 | 0.11% | 3.44%
Stores Equipment | 393 | 1.78% | 0.52376 | 0.93% |  | 1.8% | 0.42594 | 0.77% | 3.43% | 0.019295 | 0.07% | 3.43% | 0.031009 | 0.11% | 1.88%
Tools Shop & Garage Equipment | 394 | 2.59% | 0.52376 | 1.36% |  | 2.57% | 0.42594 | 1.09% | 3.43% | 0.019295 | 0.07% | 3.43% | 0.031009 | 0.11% | 2.63%
Laboratory Equipment | 395 | 3.87% | 0.52376 | 2.03% |  | 4.01% | 0.42594 | 1.71% | 3.43% | 0.019295 | 0.07% | 3.43% | 0.031009 | 0.11% | 3.92%
Power Operated Equipment | 396 | 0% | 0.52376 | 0% |  | 3.9% | 0.42594 | 1.66% | 3.43% | 0.019295 | 0.07% | 3.43% | 0.031009 | 0.11% | 1.84%
Communication Equipment | 397 | 5.05% | 0.52376 | 2.64% |  | 4.98% | 0.42594 | 2.12% | 3.43% | 0.019295 | 0.07% | 3.43% | 0.031009 | 0.11% | 4.94%
Miscellaneous Equipment | 398 | 2.67% | 0.52376 | 1.4% |  | 2.7% | 0.42594 | 1.15% | 3.43% | 0.019295 | 0.07% | 3.43% | 0.031009 | 0.11% | 2.73%
(1) As approved in VA Case No. PUE 2020-00015 on Nov. 24, 2020 |  |  |  |  | (3) | Approved by FERC March 2, 1990 in Docket ER90-132
Depreciation rates were made effective on January 1, 2020.
[5 empty] | (4) | Approved by FERC March 2, 1990 in Docket ER90-133
(2) Approved by PSC of WV Order dated 2/27/2019 in
Case No. 18-0645-E-D effective 03/06/2019. |  |  |  |  | (5) | Transmission allocation factors are changed annually in January based on
September factors as per the PJM tariff approved in FERC Docket ER08-1329
Attachment H-14B, Part II, pg. 15 of 21.
[5 empty] | (6) | Distribution Plant (recorded by state) is assigned only to
GENERAL NOTES: | [5 empty] | jurisdictions within each state.
The rates for each AEP company have been approved by their respective regulatory commissions.
APCo falls under the authority of Virginia, West Virginia and the FERC. Therefore, APCo's rates are a composite of the jurisdictions under which it operates. Each jurisdictions' rate is multiplied by an allocation factor, and the product for each jurisdiction is added with the other jurisdictions to derive the composite rate for the company.
AEP will make a 205 filing whenever a company's rates are changed by their commission(s), or if the methodology to calculate the jurisdictional allocator in multiple-state companies changes. Changes in the allocation factors will not necessitate a 205 filing.

## IMC - WS P Dep. Rates
AEP EAST COMPANIES
Worksheet - P CALCULATION OF
TOTAL WEIGHTED AVERAGE DEPRECIATION RATES
FOR TRANSMISSION PLANT PROPERTY ACCOUNT
EFFECTIVE AS OF MARCH 11, 2020
FOR MULTIPLE JURISDICTION COMPANIES
INDIANA MICHIGAN POWER COMPANY
|  | INDIANA |  |  | MICHIGAN AND FERC |  |  | COMPANY
|  | (1) |  |  | (2)
|  |  |  | WTD AVG. | MPSC |  | WTD AVG. | WTD AVG.
| PLANT | IURC | ALLOCATION | DEPREC. | APPROVED | ALLOCATION | DEPREC. | DEPREC.
| ACCT. | RATES | FACTOR (4) | RATE | RATES | FACTOR (4) | RATE | RATE
TRANSMISSION PLANT
Land Improvements | 350.1 | 1.66% | 0.66234 | 1.099% | 1.62% | 0.33766 | 0.547% | 1.65%
Structures & Improvements | 352 | 1.77% | 0.66234 | 1.172% | 1.74% | 0.33766 | 0.5875% | 1.76%
Station Equipment | 353 | 2.43% | 0.66234 | 1.61% | 2.41% | 0.33766 | 0.8138% | 2.42%
Towers & Fixtures | 354 | 2.57% | 0.66234 | 1.702% | 2.45% | 0.33766 | 0.8273% | 2.53%
Poles & Fixtures | 355 | 3.19% | 0.66234 | 2.113% | 3.17% | 0.33766 | 1.07% | 3.18%
Overhead Conductors | 356 | 2.35% | 0.66234 | 1.556% | 2.28% | 0.33766 | 0.7699% | 2.33%
Underground Conduit | 357 | 2.3% | 0.66234 | 1.523% | 2.21% | 0.33766 | 0.7462% | 2.27%
Underground Conductors | 358 | 1.93% | 0.66234 | 1.278% | 1.9% | 0.33766 | 0.6416% | 1.92%
Trails & Roads | 359 | 1.61% | 0.66234 | 1.066% | 1.59% | 0.33766 | 0.5369% | 1.6%
GENERAL PLANT
| 390 | 2.08% | 0.68187 | 1.418% | 2.08% | 0.31813 | 0.6617% | 2.08%
| 391 | 4.79% | 0.68187 | 3.266% | 4.84% | 0.31813 | 1.54% | 4.81%
$0 at Dec 2018 - use old rate | 392 | 4.64% | 0.68187 | 3.164% | 4.68% | 0.31813 | 1.489% | 4.65%
| 393 | 7.35% | 0.68187 | 5.012% | 7.38% | 0.31813 | 2.348% | 7.36%
| 394 | 6.99% | 0.68187 | 4.766% | 7.07% | 0.31813 | 2.249% | 7.02%
| 395 | 5.41% | 0.68187 | 3.689% | 5.46% | 0.31813 | 1.737% | 5.43%
| 396 | 4.81% | 0.68187 | 3.28% | 4.9% | 0.31813 | 1.559% | 4.84%
| 397 | 3.91% | 0.68187 | 2.666% | 3.93% | 0.31813 | 1.25% | 3.92%
| 398 | 3.32% | 0.68187 | 2.264% | 3.35% | 0.31813 | 1.066% | 3.33%
(1) As approved in Indiana Cause No. 45235 effective March 11, 2020.
(2) As approved in Michigan Case No. U-20359 effective February 1, 2020.
(3) FERC wholesale formula rate agreements specify that the depreciation rates in the formula rates change upon approval of MPSC rates in the Michigan jurisdiction.
(4) The rates approved for each jurisdiction are updated when approved by that commission. These demand-based allocation factors for all jurisdictions are updated when new rates are approved in one of the jurisdictions. These allocation factors reflect I&M's 12 monthly Coincident Peaks during test year of the most recent rate case.
GENERAL NOTES:
The rates for each AEP company have been approved by their respective regulatory commissions.
I&M falls under the authority of Indiana, Michigan and the FERC. Therefore, I&M's rates are a composite of the jurisdictions under which it operates. Each jurisdictions' rate is multiplied by an allocation factor, and the product for each jurisdiction is added with the other jurisdictions to derive the composite rate for the company.
AEP will make a 205 filing whenever a company's rates are changed by their commission(s), or if the methodology to calculate the jurisdictional allocator in multiple-state companies changes. Changes in the allocation factors will not necessitate a 205 filing.

## KGP - WS P Dep. Rates
AEP EAST COMPANIES
PJM FORMULA RATE
WORKSHEET P - TRANSMISSION DEPRECIATION RATES
EFFECTIVE AS OF 09/1/2016
FOR SINGLE JURISDICTION COMPANIES
KINGSPORT POWER COMPANY
PLANT
| ACCT. | RATES
Note 1
TRANSMISSION PLANT
Structures & Improvements | 352 | 1.04%
Station Equipment | 353 | 1.49%
Towers & Fixtures | 354 | 0.12%
Poles & Fixtures | 355 | 2.14%
Overhead Conductors | 356 | 0.77%
Underground Conduit | 357 | Note 2
Underground Conductors | 358 | Note 2
Composite Transmission Depreciation Rate |  | 1.46%
GENERAL PLANT
Structures & Improvements | 390 | 1.71%
Office Furniture & Equipment | 391 | 2.82%
Stores Equipment | 393 | 2.22%
Tools Shop & Garage Equipment | 394 | 3.12%
Laboratory Equipment | 395 | 3.17%
Communication Equipment | 397 | 3.32%
Miscellaneous Equipment | 398 | 4.92%
| Total General Plant | 3.25%
Reference:
Note 1: Rates Approved In Tennessee Regulatory Authority Docket No. 16-00001.
K
Note 2: Kingsport Power Company does not have investment in plant accounts 357 or 358. Therefore, there are no depreciation rates approved for these plant accounts.
General Note
AEP will make a 205 filing whenever a company's rates are changed by their commission(s), or if the methodology to calculate the jurisdictional allocator in multiple-state companies changes. Changes in the allocation factors will not necessitate a 205 filing.

## KPC - WS P Dep. Rates
AEP EAST COMPANIES
PJM FORMULA RATE
WORKSHEET P - TRANSMISSION DEPRECIATION RATES
EFFECTIVE AS OF 07/1/2015
FOR SINGLE JURISDICTION COMPANIES
KENTUCKY POWER COMPANY
PLANT
| ACCT. | RATES
Note 1
TRANSMISSION PLANT
Land Rights | 350.1 | 1.44%
Structures & Improvements | 352 | 2.08%
Station Equipment | 353 | 2.15%
Towers & Fixtures | 354 | 2.61%
Poles & Fixtures | 355 | 3.95%
Overhead Conductors | 356 | 2.91%
Underground Conduit | 357 | 2.99%
Underground Conductors | 358 | 2.62%
Reference:
Note 1: Rates Approved in KPSC Case No. 2014-00396.
General Note
AEP will make a 205 filing whenever a company's rates are changed by their commission(s), or if the methodology to calculate the jurisdictional allocator in multiple-state companies changes. Changes in the allocation factors will not necessitate a 205 filing.

## OPC - WS P Dep. Rates
AEP EAST COMPANIES
PJM FORMULA RATE
WORKSHEET P - TRANSMISSION DEPRECIATION RATES
EFFECTIVE AS OF 4/1/2012
FOR SINGLE JURISDICTION COMPANIES
OHIO POWER COMPANY
PLANT
| ACCT. | RATES
Note 1
TRANSMISSION PLANT
Structures & Improvements | 352 | 2.02%
Station Equipment | 353 | 2.29%
Twrs and Fixtures Above 69 KV | 354 | 1.88%
Twrs and Fixtures Below 69 KV | 354 | 1.88%
Poles and Fixtures Above 69 KV | 355 | 3.52%
Poles and Fixtures Below 69 KV | 355 | 3.52%
Overhead Conductor & Devices Above 69KV | 356 | 1.91%
Overhead Conductor & Devices MSP | 356 | 1.91%
Overhead Conductor & Devices 138KV/Above | 356 | 1.91%
Overhead Conductor & Devices 69KV/Below | 356 | 1.91%
Overhead Conductor & Devices CLR 69KV/Below | 356 | 1.91%
Underground Conduit | 357 | 2.26%
Underground Conductors | 358 | 3.27%
Reference:
Note 1: These are the weighted average of the depreciation rates in effect for
Columbus Southern Power and Ohio Power prior to the merger of Columbus
Southern into Ohio Power.
General Note:
AEP will make a 205 filing whenever a company's rates are changed by their commission(s), or if the methodology to calculate the jurisdictional allocator in multiple-state companies changes. Changes in the allocation factors will not necessitate a 205 filing.

## WPC-WS P Dep. Rates
AEP EAST COMPANIES
PJM FORMULA RATE
WORKSHEET P - TRANSMISSION DEPRECIATION RATES
EFFECTIVE AS OF 3/1/2019
FOR SINGLE JURISDICTION COMPANIES
WHEELING POWER COMPANY
PLANT
| ACCT. | RATES
Note 1
TRANSMISSION PLANT
Structures & Improvements | 352 | 1.15%
Station Equipment | 353 | 2.22%
Towers & Fixtures | 354 | 2.65%
Poles & Fixtures | 355 | 2.41%
Overhead Conductors | 356 | 1.32%
Underground Conduit | 351 | 9.94%
Underground Conductors | 351 | 13.98%
Trails & Roads | 359 | -
GENERAL PLANT
Structures & Improvements | 390 | 1.08%
Office Furniture & Equipment | 391 | 2.13%
Stores Equipment | 393 | 1.78%
Tools Shop & Garage Equipment | 394 | 1.65%
Communication Equipment | 397 | 5.09%
Miscellaneous Equipment | 398 | 2.76%
Note 1: Rates Approved in WV Public Service Commission Case No. 14-1151-E-D.
General Note:
AEP will make a 205 filing whenever a company's rates are changed by their commission(s), or if the methodology to calculate the jurisdictional allocator in multiple-state companies changes. Changes in the allocation factors will not necessitate a 205 filing.

## WSQ NSPR
AEP East Companies
Cost of Service Formula Rate Using Actual/Projected FF1 Balances
Worksheet Q - True-up With Interest
Reconciliation Revenue Requirement For Year 2021 Available May 25, 2022 |  | 2021 Forecasted Revenue Requirement For Year 2021 |  |  | True-up Adjustment - Over (Under) Recovery
352715509.6916 | - | 337138007.0206 | = |  | -15577502.671
Interest Rate on Amount of Refunds or Surcharges |  | Over (Under) Recovery Plus Interest | Average Monthly Interest Rate | Months | Calculated Interest | Amortization | Surcharge (Refund) Owed
from 35.19a |  |  | 0.277%
An over or under collection will be recovered prorata over 2021, held for 2022 and returned prorate over 2023
Calculation of Interest |  |  |  |  | Monthly
January | Year 2021 | -1298125.2226 | 0.277% | 12 | 43149.6824 |  | 1341274.905
February | Year 2021 | -1298125.2226 | 0.277% | 11 | 39553.8755 |  | 1337679.0981
March | Year 2021 | -1298125.2226 | 0.277% | 10 | 35958.0687 |  | 1334083.2912
April | Year 2021 | -1298125.2226 | 0.277% | 9 | 32362.2618 |  | 1330487.4844
May | Year 2021 | -1298125.2226 | 0.277% | 8 | 28766.4549 |  | 1326891.6775
June | Year 2021 | -1298125.2226 | 0.277% | 7 | 25170.6481 |  | 1323295.8706
July | Year 2021 | -1298125.2226 | 0.277% | 6 | 21574.8412 |  | 1319700.0638
August | Year 2021 | -1298125.2226 | 0.277% | 5 | 17979.0343 |  | 1316104.2569
September | Year 2021 | -1298125.2226 | 0.277% | 4 | 14383.2275 |  | 1312508.45
October | Year 2021 | -1298125.2226 | 0.277% | 3 | 10787.4206 |  | 1308912.6432
November | Year 2021 | -1298125.2226 | 0.277% | 2 | 7191.6137 |  | 1305316.8363
December | Year 2021 | -1298125.2226 | 0.277% | 1 | 3595.8069 |  | 1301721.0294
[5 empty] | 280472.9356 |  | 15857975.6066
Annual
January through December | Year 2022 | 15857975.6066 | 0.277% | 12 | 527119.1092 |  | 16385094.7158
Over (Under) Recovery Plus Interest Amortized and Recovered Over 12 Months |  |  |  |  | Monthly
January | Year 2023 | -16385094.7158 | 0.277% |  | 45386.7124 | -1390133.7021 | 15040347.726
February | Year 2023 | -15040347.726 | 0.277% |  | 41661.7632 | -1390133.7021 | 13691875.7872
March | Year 2023 | -13691875.7872 | 0.277% |  | 37926.4959 | -1390133.7021 | 12339668.581
April | Year 2023 | -12339668.581 | 0.277% |  | 34180.882 | -1390133.7021 | 10983715.7609
May | Year 2023 | -10983715.7609 | 0.277% |  | 30424.8927 | -1390133.7021 | 9624006.9515
June | Year 2023 | -9624006.9515 | 0.277% |  | 26658.4993 | -1390133.7021 | 8260531.7487
July | Year 2023 | -8260531.7487 | 0.277% |  | 22881.6729 | -1390133.7021 | 6893279.7196
August | Year 2023 | -6893279.7196 | 0.277% |  | 19094.3848 | -1390133.7021 | 5522240.4023
September | Year 2023 | -5522240.4023 | 0.277% |  | 15296.6059 | -1390133.7021 | 4147403.3062
October | Year 2023 | -4147403.3062 | 0.277% |  | 11488.3072 | -1390133.7021 | 2768757.9113
November | Year 2023 | -2768757.9113 | 0.277% |  | 7669.4594 | -1390133.7021 | 1386293.6686
December | Year 2023 | -1386293.6686 | 0.277% |  | 3840.0335 | -1390133.7021 | -4.6566e-10
296509.7091
True-Up Adjustment with Interest | [5 empty] | 16681604.4248
Less Over (Under) Recovery | [5 empty] | -15577502.671
Total Interest | [5 empty] | 1104101.7538
Note 1: The interest rate to be applied to the over recovery or under recovery amounts will be determined using the average monthly FERC interest rate (as determined pursuant to 18 C.F.R. Section 35.19a) for the twenty (20) months from the beginning of the rate year being trued-up through August 31 of the following year.

## WSQ Buckeye
AEP East Companies
Cost of Service Formula Rate Using Actual/Projected FF1 Balances
Worksheet Q - True-up With Interest
Reconciliation Revenue Requirement For Year 2021 Available May 25, 2022 |  | 2021 Forecasted Revenue Requirement For Year 2021 |  |  | True-up Adjustment - Over (Under) Recovery
6197030.29 | - | 6097445 | = |  | -99585.29
Interest Rate on Amount of Refunds or Surcharges |  | Over (Under) Recovery Plus Interest | Average Monthly Interest Rate | Months | Calculated Interest | Amortization | Surcharge (Refund) Owed
from 35.19a |  |  | 0.277%
An over or under collection will be recovered prorata over 2021, held for 2022 and returned prorate over 2023
Calculation of Interest |  |  |  |  | Monthly
January | Year 2021 | -8298.7742 | 0.277% | 12 | 275.8513 |  | 8574.6254
February | Year 2021 | -8298.7742 | 0.277% | 11 | 252.8636 |  | 8551.6378
March | Year 2021 | -8298.7742 | 0.277% | 10 | 229.876 |  | 8528.6502
April | Year 2021 | -8298.7742 | 0.277% | 9 | 206.8884 |  | 8505.6626
May | Year 2021 | -8298.7742 | 0.277% | 8 | 183.9008 |  | 8482.675
June | Year 2021 | -8298.7742 | 0.277% | 7 | 160.9132 |  | 8459.6874
July | Year 2021 | -8298.7742 | 0.277% | 6 | 137.9256 |  | 8436.6998
August | Year 2021 | -8298.7742 | 0.277% | 5 | 114.938 |  | 8413.7122
September | Year 2021 | -8298.7742 | 0.277% | 4 | 91.9504 |  | 8390.7246
October | Year 2021 | -8298.7742 | 0.277% | 3 | 68.9628 |  | 8367.737
November | Year 2021 | -8298.7742 | 0.277% | 2 | 45.9752 |  | 8344.7494
December | Year 2021 | -8298.7742 | 0.277% | 1 | 22.9876 |  | 8321.7618
[5 empty] | 1793.0331 |  | 101378.3231
Annual
January through December | Year 2022 | 101378.3231 | 0.277% | 12 | 3369.8155 |  | 104748.1386
Over (Under) Recovery Plus Interest Amortized and Recovered Over 12 Months |  |  |  |  | Monthly
January | Year 2023 | -104748.1386 | 0.277% |  | 290.1523 | -8886.9744 | 96151.3165
February | Year 2023 | -96151.3165 | 0.277% |  | 266.3391 | -8886.9744 | 87530.6812
March | Year 2023 | -87530.6812 | 0.277% |  | 242.46 | -8886.9744 | 78886.1668
April | Year 2023 | -78886.1668 | 0.277% |  | 218.5147 | -8886.9744 | 70217.7071
May | Year 2023 | -70217.7071 | 0.277% |  | 194.503 | -8886.9744 | 61525.2357
June | Year 2023 | -61525.2357 | 0.277% |  | 170.4249 | -8886.9744 | 52808.6862
July | Year 2023 | -52808.6862 | 0.277% |  | 146.2801 | -8886.9744 | 44067.9918
August | Year 2023 | -44067.9918 | 0.277% |  | 122.0683 | -8886.9744 | 35303.0857
September | Year 2023 | -35303.0857 | 0.277% |  | 97.7895 | -8886.9744 | 26513.9008
October | Year 2023 | -26513.9008 | 0.277% |  | 73.4435 | -8886.9744 | 17700.3699
November | Year 2023 | -17700.3699 | 0.277% |  | 49.03 | -8886.9744 | 8862.4255
December | Year 2023 | -8862.4255 | 0.277% |  | 24.5489 | -8886.9744 | 4.1837e-11
1895.5545
True-Up Adjustment with Interest | [5 empty] | 106643.6931
Less Over (Under) Recovery | [5 empty] | -99585.29
Total Interest | [5 empty] | 7058.4031
Note 1: The interest rate to be applied to the over recovery or under recovery amounts will be determined using the average monthly FERC interest rate (as determined pursuant to 18 C.F.R. Section 35.19a) for the twenty (20) months from the beginning of the rate year being trued-up through August 31 of the following year.

## WSQ Schedule 12
AEP East Companies
Cost of Service Formula Rate Using Actual/Projected FF1 Balances
Worksheet Q - True-up With Interest
Reconciliation Revenue Requirement For Year 2021 Available May 25, 2022 |  | 2021 Forecasted Revenue Requirement For Year 2021 |  |  | True-up Adjustment - Over (Under) Recovery
10107943.3902 | - | 9544412.5215 | = |  | -563530.8687
Interest Rate on Amount of Refunds or Surcharges |  | Over (Under) Recovery Plus Interest | Average Monthly Interest Rate | Months | Calculated Interest | Amortization | Surcharge (Refund) Owed
from 35.19a |  |  | 0.277%
An over or under collection will be recovered prorata over 2021, held for 2022 and returned prorate over 2023
Calculation of Interest |  |  |  |  | Monthly
January | Year 2021 | -46960.9057 | 0.277% | 12 | 1560.9805 |  | 48521.8862
February | Year 2021 | -46960.9057 | 0.277% | 11 | 1430.8988 |  | 48391.8045
March | Year 2021 | -46960.9057 | 0.277% | 10 | 1300.8171 |  | 48261.7228
April | Year 2021 | -46960.9057 | 0.277% | 9 | 1170.7354 |  | 48131.6411
May | Year 2021 | -46960.9057 | 0.277% | 8 | 1040.6537 |  | 48001.5594
June | Year 2021 | -46960.9057 | 0.277% | 7 | 910.572 |  | 47871.4777
July | Year 2021 | -46960.9057 | 0.277% | 6 | 780.4903 |  | 47741.396
August | Year 2021 | -46960.9057 | 0.277% | 5 | 650.4085 |  | 47611.3143
September | Year 2021 | -46960.9057 | 0.277% | 4 | 520.3268 |  | 47481.2326
October | Year 2021 | -46960.9057 | 0.277% | 3 | 390.2451 |  | 47351.1509
November | Year 2021 | -46960.9057 | 0.277% | 2 | 260.1634 |  | 47221.0691
December | Year 2021 | -46960.9057 | 0.277% | 1 | 130.0817 |  | 47090.9874
[5 empty] | 10146.3733 |  | 573677.242
Annual
January through December | Year 2022 | 573677.242 | 0.277% | 12 | 19069.0315 |  | 592746.2735
Over (Under) Recovery Plus Interest Amortized and Recovered Over 12 Months |  |  |  |  | Monthly
January | Year 2023 | -592746.2735 | 0.277% |  | 1641.9072 | -50289.3994 | 544098.7813
February | Year 2023 | -544098.7813 | 0.277% |  | 1507.1536 | -50289.3994 | 495316.5356
March | Year 2023 | -495316.5356 | 0.277% |  | 1372.0268 | -50289.3994 | 446399.163
April | Year 2023 | -446399.163 | 0.277% |  | 1236.5257 | -50289.3994 | 397346.2894
May | Year 2023 | -397346.2894 | 0.277% |  | 1100.6492 | -50289.3994 | 348157.5393
June | Year 2023 | -348157.5393 | 0.277% |  | 964.3964 | -50289.3994 | 298832.5363
July | Year 2023 | -298832.5363 | 0.277% |  | 827.7661 | -50289.3994 | 249370.9031
August | Year 2023 | -249370.9031 | 0.277% |  | 690.7574 | -50289.3994 | 199772.2611
September | Year 2023 | -199772.2611 | 0.277% |  | 553.3692 | -50289.3994 | 150036.2309
October | Year 2023 | -150036.2309 | 0.277% |  | 415.6004 | -50289.3994 | 100162.4319
November | Year 2023 | -100162.4319 | 0.277% |  | 277.4499 | -50289.3994 | 50150.4825
December | Year 2023 | -50150.4825 | 0.277% |  | 138.9168 | -50289.3994 | 2.1828e-11
10726.5187
True-Up Adjustment with Interest | [5 empty] | 603472.7922
Less Over (Under) Recovery | [5 empty] | -563530.8687
Total Interest | [5 empty] | 39941.9235
Note 1: The interest rate to be applied to the over recovery or under recovery amounts will be determined using the average monthly FERC interest rate (as determined pursuant to 18 C.F.R. Section 35.19a) for the twenty (20) months from the beginning of the rate year being trued-up through August 31 of the following year.

## WSQ Schedule 1A
AEP East Companies
Cost of Service Formula Rate Using Actual/Projected FF1 Balances
Worksheet Q - True-up With Interest
Reconciliation Revenue Requirement For Year 2021 Available May 25, 2022 |  | 2021 Collections |  |  | True-up Adjustment - Over (Under) Recovery
225255.5577 | - | 1956365.7625 | = |  | 1731110.2048
Interest Rate on Amount of Refunds or Surcharges |  | Over (Under) Recovery Plus Interest | Average Monthly Interest Rate | Months | Calculated Interest | Amortization | Surcharge (Refund) Owed
from 35.19a |  |  | 0.277%
An over or under collection will be recovered prorata over 2021, held for 2022 and returned prorate over 2023
Calculation of Interest |  |  |  |  | Monthly
January | Year 2021 | 144259.1837 | 0.277% | 12 | -4795.1753 |  | -149054.359
February | Year 2021 | 144259.1837 | 0.277% | 11 | -4395.5773 |  | -148654.7611
March | Year 2021 | 144259.1837 | 0.277% | 10 | -3995.9794 |  | -148255.1631
April | Year 2021 | 144259.1837 | 0.277% | 9 | -3596.3815 |  | -147855.5652
May | Year 2021 | 144259.1837 | 0.277% | 8 | -3196.7835 |  | -147455.9672
June | Year 2021 | 144259.1837 | 0.277% | 7 | -2797.1856 |  | -147056.3693
July | Year 2021 | 144259.1837 | 0.277% | 6 | -2397.5876 |  | -146656.7714
August | Year 2021 | 144259.1837 | 0.277% | 5 | -1997.9897 |  | -146257.1734
September | Year 2021 | 144259.1837 | 0.277% | 4 | -1598.3918 |  | -145857.5755
October | Year 2021 | 144259.1837 | 0.277% | 3 | -1198.7938 |  | -145457.9776
November | Year 2021 | 144259.1837 | 0.277% | 2 | -799.1959 |  | -145058.3796
December | Year 2021 | 144259.1837 | 0.277% | 1 | -399.5979 |  | -144658.7817
[5 empty] | -31168.6392 |  | -1762278.844
Annual
January through December | Year 2022 | -1762278.844 | 0.277% | 12 | -58578.1488 |  | -1820856.9928
Over (Under) Recovery Plus Interest Amortized and Recovered Over 12 Months |  |  |  |  | Monthly
January | Year 2023 | 1820856.9928 | 0.277% |  | -5043.7739 | 154483.9817 | -1671416.785
February | Year 2023 | 1671416.785 | 0.277% |  | -4629.8245 | 154483.9817 | -1521562.6278
March | Year 2023 | 1521562.6278 | 0.277% |  | -4214.7285 | 154483.9817 | -1371293.3745
April | Year 2023 | 1371293.3745 | 0.277% |  | -3798.4826 | 154483.9817 | -1220607.8755
May | Year 2023 | 1220607.8755 | 0.277% |  | -3381.0838 | 154483.9817 | -1069504.9776
June | Year 2023 | 1069504.9776 | 0.277% |  | -2962.5288 | 154483.9817 | -917983.5247
July | Year 2023 | 917983.5247 | 0.277% |  | -2542.8144 | 154483.9817 | -766042.3573
August | Year 2023 | 766042.3573 | 0.277% |  | -2121.9373 | 154483.9817 | -613680.3129
September | Year 2023 | 613680.3129 | 0.277% |  | -1699.8945 | 154483.9817 | -460896.2257
October | Year 2023 | 460896.2257 | 0.277% |  | -1276.6825 | 154483.9817 | -307688.9265
November | Year 2023 | 307688.9265 | 0.277% |  | -852.2983 | 154483.9817 | -154057.2431
December | Year 2023 | 154057.2431 | 0.277% |  | -426.7386 | 154483.9817 | -9.8953e-10
-32950.7877
True-Up Adjustment with Interest | [5 empty] | -1853807.7805
Less Over (Under) Recovery | [5 empty] | 1731110.2048
Total Interest | [5 empty] | -122697.5757
Note 1: The interest rate to be applied to the over recovery or under recovery amounts will be determined using the average monthly FERC interest rate (as determined pursuant to 18 C.F.R. Section 35.19a) for the twenty (20) months from the beginning of the rate year being trued-up through August 31 of the following year.