## WPCo Projected TCOS
AEP East Companies
Transmission Cost of Service Formula Rate
Utilizing Historic Cost Data for 2013 and Projected Net Plant at Year-End 2014
WHEELING POWER COMPANY
Line | [8 empty] | Transmission
No. | [8 empty] | Amount
1 | REVENUE REQUIREMENT (w/o incentives) | (ln 138) | [6 empty] | 17909131.1881
|  |  |  | Total |  | Allocator
2 | REVENUE CREDITS | (Note A) (Worksheet E) |  | 1572975 |  | DA | 1 |  | 1572975
3 | REVENUE REQUIREMENT For All Company Facilities | (ln 1 less ln 2) | [6 empty] | 16336156.1881
MEMO: The Carrying Charge Calculations on lines 6 to 11 below are used in calculating project revenue requirements billed through PJM Schedule 12, Transmission Enhancement Charges. The total non-incentive revenue requirements for these projects shown on line 4 is included in the total on line 3.
4 | Revenue Requirement for PJM Schedule 12 Facilities (w/o incentives) (Worksheet J) |  |  | 33234.4109 |  | DA | 1 |  | 33234.4109
5 | NET PLANT CARRYING CHARGE w/o intra-AEP charges or credits or ROE incentives (Note B)
6 | Annual Rate | ( (ln 1 - ln 105 - ln 106)/((ln 48 + ln 49 + ln 50 + ln 51 + ln 53) x 100) ) | [6 empty] | 18.56%
7 | Monthly Rate | (ln 6 / 12) | [6 empty] | 1.547%
8 | NET PLANT CARRYING CHARGE ON LINE 6 , w/o depreciation or ROE incentives (Note B)
9 | Annual Rate | ( (ln 1 - ln 105 - ln 106 - ln 111 - ln 112) /((ln 48 + ln 49 + ln 50 + ln 51 + ln 53) x 100) ) | [6 empty] | 15.92%
10 | NET PLANT CARRYING CHARGE ON LINE 9, w/o Return, income taxes or ROE incentives (Note B)
11 | Annual Rate | ( (ln 1 - ln 105 - ln 106 - ln 111 - ln 112 - ln 133 - ln 134) /((ln 48 + ln 49 + ln 50 + ln 51 + ln 53) x 100) ) | [6 empty] | 2.485%
12 | ADDITIONAL REVENUE REQUIREMENT for projects w/ incentive ROE's (Note B) (Worksheet J) | [7 empty] | 0
13 | REVENUE REQUIREMENT FOR SCHEDULE 1A CHARGES
14 | Total Load Dispatch & Scheduling (Account 561) | Line 85 Below | [6 empty] | 125089
15 | Less: Load Dispatch - Scheduling, System Control and Dispatch Services (321.88.b) | [7 empty] | -4212
16 | Less: Load Dispatch - Reliability, Planning & Standards Development Services (321.92.b) | [7 empty] | 0
17 | Total 561 Internally Developed Costs | (Line 14 - Line 15 - Line 16) | [6 empty] | 129301
AEP East Companies
Transmission Cost of Service Formula Rate
Utilizing Historic Cost Data for 2013 and Projected Net Plant at Year-End 2014
WHEELING POWER COMPANY
| (1) | (2) |  | (3) |  | (4) |  |  | (5)
|  | Data Sources | [6 empty] | Total
| RATE BASE CALCULATION | (See "General Notes") |  | TO Total |  | Allocator |  |  | Transmission
Line |  |  |  | NOTE C
No. | GROSS PLANT IN SERVICE
18 | Production | (Worksheet A ln 1.C) |  | 0 |  | NA | 0 |  | 0
19 | Less: Production ARO (Enter Negative) | (Worksheet A ln 2.C) |  | 0 |  | NA | 0 |  | 0
20 | Transmission | (Worksheet A ln 3.E & Ln 142) |  | 112649133 |  | DA |  |  | 112649133
21 | Less: Transmission ARO (Enter Negative) | (Worksheet A ln 4.E & Ln 143) |  | 0 |  | TP | 1 |  | 0
22 | Plus: Transmission Plant-in-Service Additions (Worksheet I, ln 21.D) |  |  | 9096998 |  | DA | 1 |  | 9096998
23 | Plus: Additional Trans Plant on Transferred Assets (Worksheet I, ln 22.D) |  |  | 0 |  | DA | 1 |  | 0
24 | Distribution | (Worksheet A ln 5.C) |  | 144844479 |  | NA | 0 |  | 0
25 | Less: Distribution ARO (Enter Negative) | (Worksheet A ln 6.C) |  | 0 |  | NA | 0 |  | 0
26 | General Plant | (Worksheet A ln 7.C) |  | 5192451 |  | W/S | 0.072286 |  | 375341.4843
27 | Less: General Plant ARO (Enter Negative) | (Worksheet A ln 8.C) |  | -34819 |  | W/S | 0.072286 |  | -2516.926
28 | Intangible Plant | (Worksheet A ln 9.C) |  | 865170 |  | W/S | 0.072286 |  | 62539.6738
29 | TOTAL GROSS PLANT | (sum lns 18 to 28) |  | 272613412 |  |  |  |  | 122181495.2321
30 | ACCUMULATED DEPRECIATION AND AMORTIZATION
31 | Production | (Worksheet A ln 12.C) |  | 0 |  | NA | 0 |  | 0
32 | Less: Production ARO (Enter Negative) | (Worksheet A ln 13.C) |  | 0 |  | NA | 0 |  | 0
33 | Transmission | (Worksheet A ln 14.C & 28.C) |  | 22705252 |  | TP1= | 1 |  | 22705252
34 | Less: Transmission ARO (Enter Negative) | (Worksheet A ln 15.C) |  | 0 |  | TP1= | 1 |  | 0
35 | Plus: Transmission Plant-in-Service Additions (Worksheet I, ln 21.I) |  |  | 40213 |  | DA | 1 |  | 40213
36 | Plus: Additional Projected Deprec on Transferred Assets (Worksheet I ln. 24.D) |  |  | 0 |  | DA | 1 |  | 0
37 | Plus: Additional Transmission Depreciation for 2014 (ln 111) |  |  | 2509273 |  | TP1 | 1 |  | 2509273
38 | Plus: Additional General & Intangible Depreciation for 2014 (ln 113 + ln 114) |  |  | 225557 |  | W/S | 0.072286 |  | 16304.6121
39 | Plus: Additional Accum Deprec on Transferred Assets (Worksheet I ln 23.D) |  |  | 0 |  | DA | 1 |  | 0
40 | Distribution | (Worksheet A ln 16.C) |  | 39195741 |  | NA | 0 |  | 0
41 | Less: Distribution ARO (Enter Negative) | (Worksheet A ln 17.C) |  | 0 |  | NA | 0 |  | 0
42 | General Plant | (Worksheet A ln 18.C) |  | 2488016 |  | W/S | 0.072286 |  | 179848.7108
43 | Less: General Plant ARO (Enter Negative) | (Worksheet A ln 19.C) |  | -19225.16 |  | W/S | 0.072286 |  | -1389.7098
44 | Intangible Plant | (Worksheet A ln 20.C) |  | 679470 |  | W/S | 0.072286 |  | 49116.1647
45 | TOTAL ACCUMULATED DEPRECIATION | (sum lns 31 to 44) |  | 67824296.84 |  |  |  |  | 25498617.7777
46 | NET PLANT IN SERVICE
47 | Production | (ln 18 + ln 19 - ln 31 - ln 32) |  | 0 |  |  |  |  | 0
48 | Transmission | (ln 20 + ln 21 - ln 33 - ln 34) |  | 89943881 |  |  |  |  | 89943881
49 | Plus: Transmission Plant-in-Service Additions (ln 22 - ln 35) |  |  | 9056785 |  |  |  |  | 9056785
50 | Plus: Additional Trans Plant on Transferred Assets (ln 23 - ln 36) |  |  | 0 |  |  |  |  | 0
51 | Plus: Additional Transmission Depreciation for 2014 (-ln 37) |  |  | -2509273 |  |  |  |  | -2509273
52 | Plus: Additional General & Intangible Depreciation for 2014 (-ln 38) |  |  | -225557 |  |  |  |  | -16304.6121
53 | Plus: Additional Accum Deprec on Transferred Assets (Worksheet I) (-ln 39) |  |  | 0 |  |  |  |  | 0
54 | Distribution | (ln 24 + ln 25 - ln 40 - ln 41) |  | 105648738 |  |  |  |  | 0
55 | General Plant | (ln 26 + ln 27 - ln 42 - ln 43) |  | 2688841.16 |  |  |  |  | 194365.5572
56 | Intangible Plant | (ln 28 - ln 44) |  | 185700 |  |  |  |  | 13423.5092
57 | TOTAL NET PLANT IN SERVICE | (sum lns 47 to 56) |  | 204789115.16 |  |  |  |  | 96682877.4544
58 | DEFERRED TAX ADJUSTMENTS TO RATE BASE | (Note D)
59 | Account No. 281.1 (enter negative) | (Worksheet B, ln 2 & ln 5.C) |  | 0 |  | NA |  |  | 0
60 | Account No. 282.1 (enter negative) | (Worksheet B, ln 7 & ln 10.C) |  | -36689922 |  | DA |  |  | -19879857
61 | Account No. 283.1 (enter negative) | (Worksheet B, ln 12 & ln 15.C) |  | -3942834 |  | DA |  |  | -321854
62 | Account No. 190.1 | (Worksheet B, ln 17 & ln 20.C) |  | 2796633 |  | DA |  |  | 772609
63 | Account No. 255 (enter negative) | (Worksheet B, ln 24 & ln 25.C) |  | -10622 |  | DA |  |  | -3511
64 | TOTAL ADJUSTMENTS | (sum lns 59 to 63) |  | -37846745 |  |  |  |  | -19432613
65 | PLANT HELD FOR FUTURE USE | (Worksheet A ln 29.C & ln 30.C) |  | 0 |  | DA |  |  | 0
66 | REGULATORY ASSETS | (Worksheet A ln 36. (C)) |  | 0 |  | DA |  |  | 0
67 | WORKING CAPITAL | (Note E)
68 | Cash Working Capital | (1/8 * ln 88) |  | 125496.125 |  |  |  |  | 125496.125
69 | Transmission Materials & Supplies | (Worksheet C, ln 2.(D)) |  | 1395 |  | TP | 1 |  | 1395
70 | A&G Materials & Supplies | (Worksheet C, ln 3.(D)) |  | 3880 |  | W/S | 0.072286 |  | 280.4697
71 | Stores Expense | (Worksheet C, ln 4.(D)) |  | 0 |  | GP(h) | 0.42914 |  | 0
72 | Prepayments (Account 165) - Labor Allocated | (Worksheet C, ln 6.G) |  | 7521454 |  | W/S | 0.072286 |  | 543695.7823
73 | Prepayments (Account 165) - Gross Plant | (Worksheet C, ln 6.F) |  | 144950 |  | GP(h) | 0.42914 |  | 62203.3278
74 | Prepayments (Account 165) - Transmission Only | (Worksheet C, ln 6.E) |  | 0 |  | DA | 1 |  | 0
75 | Prepayments (Account 165) - Unallocable | (Worksheet C, ln 6.D) |  | -7211920 |  | NA | 0 |  | 0
76 | TOTAL WORKING CAPITAL | (sum lns 68 to 75) |  | 585255.125 |  |  |  |  | 733070.7047
77 | IPP CONTRIBUTIONS FOR CONSTRUCTION | (Note F) (Worksheet D, ln 7.B) |  | 0 |  | DA | 1 |  | 0
78 | RATE BASE (sum lns 57, 64, 65, 66, 76, 77) |  |  | 167527625.285 |  |  |  |  | 77983335.1591
AEP East Companies
Transmission Cost of Service Formula Rate
Utilizing Historic Cost Data for 2013 and Projected Net Plant at Year-End 2014
WHEELING POWER COMPANY
| (1) | (2) |  | (3) |  | (4) |  |  | (5)
| EXPENSE, TAXES, RETURN & REVENUE | Data Sources | [6 empty] | Total
| REQUIREMENTS CALCULATION | (See "General Notes") |  | TO Total |  | Allocator |  |  | Transmission
Line
No. | OPERATION & MAINTENANCE EXPENSE
79 | Production | 321.80.b |  | 111936767
80 | Distribution | 322.156.b |  | 5669809
81 | Customer Related Expense | 322.164,171,178.b |  | 2167885
82 | Regional Marketing Expenses | 322.131.b |  | 0
83 | Transmission | 321.112.b |  | 1129058
84 | TOTAL O&M EXPENSES | (sum lns 79 to 83) |  | 120903519
85 | Less: Total Account 561 | (Note G) (Worksheet F, ln 14.C) |  | 125089
86 | Less: Account 565 | (Note H) 321.96.b |  | 0
87 | Less: State Regulatory Deferrals & Amortizations | (Note I) (Worksheet F, ln 4.C) |  | 0
88 | Total O&M Allocable to Transmission | (lns 83 - 85 - 86 - 87) |  | 1003969 |  | TP | 1 |  | 1003969
89 | Administrative and General | 323.197.b (Note J) |  | 2187291
90 | Less: Acct. 924, Property Insurance | 323.185.b |  | 211883
91 | Acct. 9260039 PBOP Expense | PBOP Worksheet O Line 9 & 10, (Note K) |  | -103680
92 | Acct. 9260057 PBOP Medicare Subsidy | PBOP Worksheet O Line 11, (Note K) |  | 0
93 | PBOP Expense Billed From AEPSC | PBOP Worksheet O Line 13, (Note K) |  | -11535
94 | Acct. 928, Reg. Com. Exp. | 323.189.b |  | 0
95 | Acct. 930.1, Gen. Advert. Exp. | 323.191.b |  | 2842
96 | Acct. 930.2, Misc. Gen. Exp. | 323.192.b |  | 119907
97 | Balance of A & G | (ln 89 - sum ln 90 to ln 96) |  | 1967874 |  | W/S | 0.072286 |  | 142249.7291
98 | Plus: Acct. 924, Property Insurance | (ln 90) |  | 211883 |  | GP(h) | 0.42914 |  | 90926.7175
99 | Acct. 928 - Transmission Specific | Worksheet F ln 18.(E) (Note L) |  | 0 |  | TP | 1 |  | 0
100 | Acct 930.1 - Only safety related ads -Direct | Worksheet F ln 30.(E) (Note L) |  | 0 |  | TP | 1 |  | 0
101 | Acct 930.2 - Misc Gen. Exp. - Trans | Worksheet F ln 36.(E) (Note L) |  | 776 |  | DA | 1 |  | 776
102 | Settlement Approved PBOP Recovery | PBOP Worksheet O, Col. C, Line 7, (Note M) |  | 396617 |  | W/S | 0.072286 |  | 28669.8543
103 | A & G Subtotal | (sum lns 97 to 102) |  | 2577150 |  |  |  |  | 262622.3008
104 | O & M EXPENSE SUBTOTAL | (ln 88 + ln 103) |  | 3581119 |  |  |  |  | 1266591.3008
105 | Plus: TEA Settlement in Account 565 | Company Records (Note H) |  | 0 |  | DA | 1 |  | 0
106 | Plus: Transmission Lease Payments To Affiliates in Acct 565 (Company Records) (Note H) |  |  | 0 |  | DA | 1 |  | 0
107 | TOTAL O & M EXPENSE | (ln 104 + ln 105 + ln 106) |  | 3581119 |  |  |  |  | 1266591.3008
108 | DEPRECIATION AND AMORTIZATION EXPENSE
109 | Production | 336.2-6.f |  | 0 |  | NA | 0 |  | 0
110 | Distribution | 336.8.f |  | 4627650 |  | NA | 0 |  | 0
111 | Transmission | 336.7.f |  | 2509273 |  | TP1 | 1 |  | 2509273
112 | Plus: Transmission Plant-in-Service Additions (Worksheet I ln 21.I) |  |  | 40213 |  | DA | 1 |  | 40213
113 | General | 336.10.f |  | 148343 |  | W/S | 0.072286 |  | 10723.1213
114 | Intangible | 336.1.f |  | 77214 |  | W/S | 0.072286 |  | 5581.4908
115 | TOTAL DEPRECIATION AND AMORTIZATI0N | (Lns 109+110+111 +112+113+114) |  | 7402693 |  |  |  |  | 2565790.6121
116 | TAXES OTHER THAN INCOME | (Note N)
117 | Labor Related
118 | Payroll | Worksheet H ln 21.(D) |  | 170471 |  | W/S | 0.072286 |  | 12322.6658
119 | Plant Related
120 | Property | Worksheet H ln 21.(C) & ln 35.(C) |  | 1829251 |  | DA |  |  | 841186.8255
121 | Gross Receipts/Sales & Use | Worksheet H ln 21.(F) |  | 6004688 |  | NA | 0 |  | 0
122 | Other | Worksheet H ln 21.(E) |  | 608761 |  | GP(h) | 0.42914 |  | 261241.5317
123 | TOTAL OTHER TAXES | (sum lns 118 to 122) |  | 8613171 |  |  |  |  | 1114751.0229
124 | INCOME TAXES | (Note O)
125 | T=1 - {[(1 - SIT) * (1 - FIT)] / (1 - SIT * FIT * p)} = |  |  | 39.54%
126 | EIT=(T/(1-T)) * (1-(WCLTD/WACC)) = |  |  | 59.69%
127 | where WCLTD=(ln 162) and WACC = (ln 165)
128 | and FIT, SIT & p are as given in Note O.
129 | GRCF=1 / (1 - T) = (from ln 125) |  |  | 1.6541
130 | Amortized Investment Tax Credit (enter negative) | (FF1 p.114, ln 19.c) |  | 0
131 | Income Tax Calculation | (ln 127 * ln 135) |  | 10408376.452 |  |  |  |  | 4845051.1248
132 | ITC adjustment | (ln 129 * ln 130) |  | 0 |  | NP(h) | 0.45424 |  | 0
133 | TOTAL INCOME TAXES | (sum lns 131 to 132) |  | 10408376.452 |  |  |  |  | 4845051.1248
134 | RETURN ON RATE BASE (Rate Base * WACC) | (ln 78 * ln 165) |  | 17437223.9153 |  |  |  |  | 8116947.1275
135 | INTEREST ON IPP CONTRIBUTION FOR CONST. (Note F) (Worksheet D, ln 2.(B)) |  |  | 0 |  | DA | 1 |  | 0
136 | (Gains) / Losses on Sales of Plant Held for Future Use (Worksheet N, ln 4, Cols. ((F) & (H)) |  |  | 0 |  |  |  |  | 0
137 | Tax Impact on (Gains) / Losses on Sales of Plant Held for Future Use (ln 136 * ln126) |  |  | 0 |  |  |  |  | 0
138 | TOTAL REVENUE REQUIREMENT |  |  | 47442583.3673 |  |  |  |  | 17909131.1881
(sum lns 107, 115, 123, 133, 134, 135, 136, 137)
AEP East Companies
Transmission Cost of Service Formula Rate
Utilizing Historic Cost Data for 2013 and Projected Net Plant at Year-End 2014
WHEELING POWER COMPANY
SUPPORTING CALCULATIONS
ln
No. | TRANSMISSION PLANT INCLUDED IN PJM TARIFF
139 | Total transmission plant | (ln 20) | [6 empty] | 112649133
140 | Less transmission plant excluded from PJM Tariff (Note P) | [7 empty] | 0
141 | Less transmission plant included in OATT Ancillary Services (Worksheet A, ln 23, Col. (C)) (Note Q) | [7 empty] | 0
142 | Transmission plant included in PJM Tariff | (ln 139 - ln 140 - ln 141) | [6 empty] | 112649133
143 | Percent of transmission plant in PJM Tariff | (ln 142 / ln 139) | [5 empty] | TP= | 1
144 | WAGES & SALARY ALLOCATOR (W/S) | (Note R) | Direct Payroll | Payroll Billed from AEP Service Corp. | Total
145 | Production | 354.20.b | 0 | 0 | 0 | NA | 0 |  | 0
146 | Transmission | 354.21.b | 0 | 157815 | 157815 | TP | 1 |  | 157815
147 | Regional Market Expenses | 354.22.b | 0 | 0 | 0 | NA | 0 |  | 0
148 | Distribution | 354.23.b | 1169894 | 214808 | 1384702 | NA | 0 |  | 0
149 | Other (Excludes A&G) | 354.24,25,26.b | 332798 | 307888 | 640686 | NA | 0 |  | 0
150 | Total | (sum lns 145 to 149) | 1502692 | 680511 | 2183203 |  |  |  | 157815
151 | Transmission related amount | [6 empty] | W/S= | 0.072286
152 | WEIGHTED AVERAGE COST OF CAPITAL (WACC) | [7 empty] | $
153 | Long Term Interest | (Worksheet L, ln. 35, col. (D)) | [6 empty] | 1312500
154 | Preferred Dividends | (Worksheet L, ln. 40, col. (D)) | [6 empty] | 0
155 | Development of Common Stock:
156 | Proprietary Capital | (FF1 p 112, Ln 16.c) | [6 empty] | 120225152
157 | Less: Preferred Stock | (FF1 p 112, Ln 3.c) | [6 empty] | 0
158 | Less: Account 216.1 | (FF1 p 112, Ln 12.c) | [6 empty] | 0
159 | Less: Account 219 | (FF1 p 112, Ln 15.c) | [6 empty] | 972206
160 | Common Stock | (ln 156 - ln 157 - ln 158 - ln 159) | [6 empty] | 119252946
Cost
161 |  |  |  | $ | % |  | (Note S) |  | Weighted
162 | Long Term Debt (Note T) Worksheet L, ln 35, col. (B)) |  |  | 25000000 | 17.33% |  | 0.0525 |  | 0.0090986
163 | Preferred Stock (ln 157) |  |  | 0 | 0% |  | 0 |  | 0
164 | Common Stock (ln 160) |  |  | 119252946 | 82.67% |  | 11.49% |  | 0.094987
165 | Total (Sum lns 162 to 164) |  |  | 144252946 |  |  |  | WACC= | 0.10409
AEP East Companies
Transmission Cost of Service Formula Rate
Utilizing Historic Cost Data for 2013 and Projected Net Plant at Year-End 2014
WHEELING POWER COMPANY
Letter |  |  | Notes
General Notes: a) References to data from Worksheets are indicated as: Worksheet X, Line#.Column.X
A | Revenue credits include:
1) Forfeited Discounts.
2) Miscellaneous Service Revenues.
3) Rental revenues earned on assets included in the rate base.
4) Revenues for associated business projects provided by employees whose labor and overhead costs are in the transmission cost of service.
5) Other electric revenues.
6) Revenues for grandfathered PTP contracts included in the load divisor.
See Worksheet E for details.
B | The annual and monthly net plant carrying charges on page 1 are used to compute the revenue requirement for RTEP sponsored upgrades or those projects receiving approved incentive-ROE's.
C | Transmission Plant balances in this study are projected as of December 31, 2014. Other ratebase amounts are as of December 31, 2013.
D | The total-company balances shown for Accounts 281, 282, 283, 190 only reflect ADIT that relates to utility operations. The balance of Account 255 is reduced by prior flow
throughs and is completely excluded if the utility chose to utilize amortization of tax credits against FIT expense. An exception to this is pre-1971 ITC balances, which are
required to be taken as an offset to rate base. Account 281 is not allocated. In compliance with FERC Rulemaking RM02-7-000, Asset Retirement Obligation deferrals have
been removed from ratebase. Transmission ADIT allocations are shown on WS B.
The company will not include the ADIT portion of deferred hedge gains and losses in rate base.
E | Cash Working Capital assigned to transmission is one-eighth of O&M allocated to transmission, as shown on line 88. It excludes:
1) Load Scheduling & Dispatch Charges in account 561 that are collected in the OATT Ancilliary Services Revenue, as shown on line 85.
2) AEP transmission equalization transfers, as shown on line 86
3) The impact of state regulatory deferrals and amortizations, as shown on line 87
4) All A&G Expenses, as shown on line 103.
F | Consistent with Paragraph 657 of Order 2003-A, the amount on line 77 is equal to the balance of IPP System Upgrade Credits owed to transmission customers that
made contributions toward the construction of System upgrades, and includes accrued interest and unreturned balance of contributions. The annual interest
expense is included on line 135.
G | Removes from the cost of service the Load Scheduling and Dispatch expenses booked to accounts 561.1 through 561.8. Expenses recorded in these accounts, with the exception of 561.4 & 561.8 (lines 15 & 16 above) are recovered in Schedule 1A, OATT ancillary services rates. See Worksheet F, lines 5 through 14, for descriptions and the Form 1 Source of these accounts' balances.
H | Removes cost of transmission service provided by others to determine the basis of cash working capital on line 88. To the extent such service is incurred to provide the PJM service at issue, e.g. transmission equalization agreement, such costs are added back on lines 105 and 106 to determine the total O&M collected in the formula. The amounts on lines 105 and 106 are also excluded in the calculation of the FCR percentage calculated on lines 5 through 11.
The addbacks on lines 105 and 106 of activity recorded in 565 represents inter-company sales or purchases of transmission capacity necessary to meet each AEP company's transmission load relative to their available transmission capacity.
The company records referenced on lines 105 and 106 is the WHEELING POWER COMPANY general ledger.
I | Removes the impact of state regulatory deferrals or their amortization from O&M expense.
J | General Plant and Administrative & General expenses, other than in accounts 924, 928, and 930, will be functionalized based on the Wages & Salaries "W/S" allocator. The allocation basis for accounts 924, 928 and 930 are separately presented in the formula. A change in the allocation method for an account must be approved via a 205 filing with the FERC.
K | These deductions on lines 91 through 93 are to remove from the cost of service the expenses recorded by the company for Postemployment Benefits Other than Pensions (PBOP). See Note M below for the recoverable PBOP expense.
L | Expenses reported for these A&G accounts will be included in the cost of service only to the extent they are directly assignable to transmission service. Worksheet F allocates
these expense items. Acct 928 Includes Regulatory Commission expenses itemized in FERC Form-1 at page 351, column H. FERC Assessment Fees and Annual Charges
shall not be allocated to transmission. Only safety-related and educational advertising costs in Account 930.1 are included in the TCOS. Account 930.2 includes the
expenses incurred by the transmission function for Associated Business Development revenues given as a credit to the TCOS on Worksheet E.
M | See note K above. Per the settlement in Docket ER08-1329, recoverable PBOP expense is based on an annual total for the operating companies that is ratioed to them based on the total of actual annual PBOP costs, including charges from the AEP Service Corportation. The calculation of the recoverable amount for each company is shown on Worksheet O, and the process for updating the annual total is documented on Attachment F, Allowable PBOP Expense Formula.
N | Includes only FICA, unemployment, highway, property and other assessments charged in the current year. Gross receipts, sales & use and taxes related to income are excluded.
O | The currently effective income tax rate, where FIT is the Federal income tax rate; SIT is the State income tax rate, and p =
the percentage of federal income tax deductible for state income taxes. See Worksheet G for the development of the Company's composite SIT.
A utility that elected to utilize amortization of tax credits against taxable income, rather than book tax credits to Account No. 255 and reduce rate base,
must reduce its income tax expense by the amount of the Amortized Investment Tax Credit (Form 1, 266.8.f)
(ln 130) multiplied by (1/1-T) . If the applicable tax rates are zero enter 0.
| Inputs Required: | FIT = | 35%
|  | SIT= | 6.99% | (State Income Tax Rate or Composite SIT. Worksheet G))
|  | p = | 0% | (percent of federal income tax deductible for state purposes)
P | Removes plant excluded from the OATT because it does not meet the PJM's definition of Transmission Facilities or is otherwise ineligible to be recovered under the OATT.
Q | Removes transmission plant (e.g. step-up transformers) included in the development of OATT ancillary service rates and not already removed for reasons indicated in Note P.
R | Includes functional wages & salaries billed by AEP Service Corporation for support of the operating company.
S | Long Term Debt cost rate = long-term interest (ln 153) / long term debt (ln 162). Preferred Stock cost rate = preferred dividends (ln 154) / preferred outstanding (ln 163).
Common Stock cost rate (ROE) = 11.49%, the rate accepted by FERC in Docket No. ER08-1329. It includes an additional 50 basis points for PJM RTO membership.
In the Projected & Historic templates, the interest expense on long-term debt is the sum of a full year's interest expense at the coupon rate for each issuance outstanding as of December 31 of the historic year. The projected expense for variable rate debt will be based on the effective rate at December 31. These conventions ensure that the expense used in the projection will reflect a full year, similar to the actual expense that will appear in the subsequent true-up of the projection, and minimize the impact on the true-up of using a partial year interest expense. The projection will reflect the actual historic-year expense recorded for issuance expenses, discounts and premiums, and gains or losses on reacquired debt. Eligible hedging gains or losses will be limited to five basis points of the projected capital structure. Details and calculations are shown on Worksheet L.
T | This note only applies to Indiana Michigan Power Company.
U | This note only applies to the true-up template.
APCo_Proj_Allocators
[6 empty] | DA | 1
[6 empty] | GP(h) | 0.42914
[6 empty] | GTD | 0.43748
[6 empty] | NA | 0
[6 empty] | NP(h) | 0.45424
[6 empty] | TP | 1
[6 empty] | TP1 | 1
[6 empty] | W/S | 0.072286

## WPCo Historic TCOS
[10 empty] | Historic Year | 2013
[10 empty] | Projected Year | 2014
AEP East Companies
Transmission Cost of Service Formula Rate
Utilizing Historic Cost Data for 2013 with Year-End Rate Base Balances
WHEELING POWER COMPANY
Line | [8 empty] | Transmission
No. | [8 empty] | Amount
166 | REVENUE REQUIREMENT (w/o incentives) | (ln 303) | [6 empty] | 16783333.7029
|  |  |  | Total |  | Allocator
167 | REVENUE CREDITS | (Note A) (Worksheet E) |  | 1572975 |  | DA | 1 |  | 1572975
168 | REVENUE REQUIREMENT For All Company Facilities | (ln 166 less ln 167) | [6 empty] | 15210358.7029
MEMO: The Carrying Charge Calculations on lines 171 to 176 below are used in calculating project revenue requirements billed through PJM Schedule 12, Transmission Enhancement Charges. The total non-incentive revenue requirements for these projects shown on line 169 is included in the total on line 168.
169 | Not applicable on this template
170 | NET PLANT CARRYING CHARGE w/o intra-AEP charges or credits or ROE incentives (Note B)
171 | Annual Rate | ( (ln 166 - ln 270 - ln 271)/ ln 213 x 100) | [6 empty] | 18.66%
172 | Monthly Rate | (ln 171 / 12) | [6 empty] | 1.555%
173 | NET PLANT CARRYING CHARGE ON LINE 171 , w/o depreciation or ROE incentives (Note B)
174 | Annual Rate | ( (ln 166 - ln 270 - ln 271 - ln 276) / ln 213 x 100) | [6 empty] | 15.87%
175 | NET PLANT CARRYING CHARGE ON LINE 174, w/o Return, income taxes or ROE incentives (Note B)
176 | Annual Rate | ( (ln 166 - ln 270 - ln 271 - ln 276 - ln 298 - ln 299) / ln 213 x 100) | [6 empty] | 2.666%
177 | Not applicable on this template
178 | REVENUE REQUIREMENT FOR SCHEDULE 1A CHARGES
179 | Total Load Dispatch & Scheduling (Account 561) | Line 250 Below | [6 empty] | 125089
180 | Less: Load Dispatch - Scheduling, System Control and Dispatch Services (321.88.b) | [7 empty] | -4212
181 | Less: Load Dispatch - Reliability, Planning & Standards Development Services (321.92.b) | [7 empty] | 0
182 | Total 561 Internally Developed Costs | (Line 179 - Line 180 - Line 181) | [6 empty] | 129301
AEP East Companies
Transmission Cost of Service Formula Rate
Utilizing Historic Cost Data for 2013 with Year-End Rate Base Balances
WHEELING POWER COMPANY
| (1) | (2) |  | (3) |  | (4) |  |  | (5)
|  | Data Sources | [6 empty] | Total
| RATE BASE CALCULATION | (See "General Notes") |  | TO Total |  | Allocator |  |  | Transmission
Line |  |  |  | NOTE C
No. | GROSS PLANT IN SERVICE
183 | Production | (Worksheet A ln 1.C) |  | 0 |  | NA | 0 |  | 0
184 | Less: Production ARO (Enter Negative) | (Worksheet A ln 2.C) |  | 0 |  | NA | 0 |  | 0
185 | Transmission | (Worksheet A ln 3.E & Ln 307) |  | 112649133 |  | DA |  |  | 112649133
186 | Less: Transmission ARO (Enter Negative) | (Worksheet A ln 4.E & Ln 308) |  | 0 |  | TP | 1 |  | 0
187 | Plus: Transmission Plant-in-Service Additions (Worksheet I) |  |  | N/A |  | NA | 0 |  | N/A
188 | Plus: Additional Trans Plant on Transferred Assets (Worksheet I) |  |  | N/A |  | NA | 0 |  | N/A
189 | Distribution | (Worksheet A ln 5.C) |  | 144844479 |  | NA | 0 |  | 0
190 | Less: Distribution ARO (Enter Negative) | (Worksheet A ln 6.C) |  | 0 |  | NA | 0 |  | 0
191 | General Plant | (Worksheet A ln 7.C) |  | 5192451 |  | W/S | 0.072286 |  | 375341.4843
192 | Less: General Plant ARO (Enter Negative) | (Worksheet A ln 8.C) |  | -34819 |  | W/S | 0.072286 |  | -2516.926
193 | Intangible Plant | (Worksheet A ln 9.C) |  | 865170 |  | W/S | 0.072286 |  | 62539.6738
194 | TOTAL GROSS PLANT | (sum lns 183 to 193) |  | 263516414 |  | GP(h)= | 0.42914 |  | 113084497.2321
[6 empty] | GTD= | 0.43748
195 | ACCUMULATED DEPRECIATION AND AMORTIZATION
196 | Production | (Worksheet A ln 12.C) |  | 0 |  | NA | 0 |  | 0
197 | Less: Production ARO (Enter Negative) | (Worksheet A ln 13.C) |  | 0 |  | NA | 0 |  | 0
198 | Transmission | (Worksheet A ln 14.C & 28.C) |  | 22705252 |  | TP1= | 1 |  | 22705252
199 | Less: Transmission ARO (Enter Negative) | (Worksheet A ln 15.C) |  | 0 |  | TP1= | 1 |  | 0
200 | Plus: Transmission Plant-in-Service Additions (Worksheet I) |  |  | N/A |  | DA | 1 |  | N/A
201 | Plus: Additional Projected Deprec on Transferred Assets (Worksheet I) |  |  | N/A |  | DA | 1 |  | N/A
202 | Plus: Additional Transmission Depreciation for 2014 (ln 276) |  |  | N/A |  | TP1 | 1 |  | N/A
203 | Plus: Additional General & Intangible Depreciation for 2014 (ln 275 + ln 276) |  |  | N/A |  | W/S | 0.072286 |  | N/A
204 | Plus: Additional Accum Deprec on Transferred Assets (Worksheet I) |  |  | N/A |  | DA | 1 |  | N/A
205 | Distribution | (Worksheet A ln 16.C) |  | 39195741 |  | NA | 0 |  | 0
206 | Less: Distribution ARO (Enter Negative) | (Worksheet A ln 17.C) |  | 0 |  | NA | 0 |  | 0
207 | General Plant | (Worksheet A ln 18.C) |  | 2488016 |  | W/S | 0.072286 |  | 179848.7108
208 | Less: General Plant ARO (Enter Negative) | (Worksheet A ln 19.C) |  | -19225.16 |  | W/S | 0.072286 |  | -1389.7098
209 | Intangible Plant | (Worksheet A ln 20.C) |  | 679470 |  | W/S | 0.072286 |  | 49116.1647
210 | TOTAL ACCUMULATED DEPRECIATION | (sum lns 196 to 209) |  | 65049253.84 |  |  |  |  | 22932827.1657
211 | NET PLANT IN SERVICE
212 | Production | (ln 183 + ln 184 - ln 196 - ln 197) |  | 0 |  |  |  |  | 0
213 | Transmission | (ln 185 + ln 186 - ln 198 - ln 199) |  | 89943881 |  |  |  |  | 89943881
214 | Plus: Transmission Plant-in-Service Additions (ln 187 - ln 200) |  |  | N/A |  |  |  |  | N/A
215 | Plus: Additional Trans Plant on Transferred Assets (ln 188 - ln 201) |  |  | N/A |  |  |  |  | N/A
216 | Plus: Additional Transmission Depreciation for 2014 (-ln 202) |  |  | N/A |  |  |  |  | N/A
217 | Plus: Additional General & Intangible Depreciation for 2014 (-ln 203) |  |  | N/A |  |  |  |  | N/A
218 | Plus: Additional Accum Deprec on Transferred Assets (Worksheet I) (-ln 204) |  |  | N/A |  |  |  |  | N/A
219 | Distribution | (ln 189 + ln 190 - ln 205 - ln 206) |  | 105648738 |  |  |  |  | 0
220 | General Plant | (ln 191 + ln 192 - ln 207 - ln 208) |  | 2688841.16 |  |  |  |  | 194365.5572
221 | Intangible Plant | (ln 193 - ln 209) |  | 185700 |  |  |  |  | 13423.5092
222 | TOTAL NET PLANT IN SERVICE | (sum lns 212 to 221) |  | 198467160.16 |  | NP(h)= | 0.45424 |  | 90151670.0664
223 | DEFERRED TAX ADJUSTMENTS TO RATE BASE | (Note D)
224 | Account No. 281.1 (enter negative) | (Worksheet B, ln 2 & ln 5.C) |  | 0 |  | NA |  |  | 0
225 | Account No. 282.1 (enter negative) | (Worksheet B, ln 7 & ln 10.C) |  | -36689922 |  | DA |  |  | -19879857
226 | Account No. 283.1 (enter negative) | (Worksheet B, ln 12 & ln 15.C) |  | -3942834 |  | DA |  |  | -321854
227 | Account No. 190.1 | (Worksheet B, ln 17 & ln 20.C) |  | 2796633 |  | DA |  |  | 772609
228 | Account No. 255 (enter negative) | (Worksheet B, ln 24 & ln 25.C) |  | -10622 |  | DA |  |  | -3511
229 | TOTAL ADJUSTMENTS | (sum lns 224 to 228) |  | -37846745 |  |  |  |  | -19432613
230 | PLANT HELD FOR FUTURE USE | (Worksheet A ln 29.C & ln 30.C) |  | 0 |  | DA |  |  | 0
231 | REGULATORY ASSETS | (Worksheet A ln 36. (C)) |  | 0 |  | DA |  |  | 0
232 | WORKING CAPITAL | (Note E)
233 | Cash Working Capital | (1/8 * ln 253) |  | 125496.125 |  |  |  |  | 125496.125
234 | Transmission Materials & Supplies | (Worksheet C, ln 2.(D)) |  | 1395 |  | TP | 1 |  | 1395
235 | A&G Materials & Supplies | (Worksheet C, ln 3.(D)) |  | 3880 |  | W/S | 0.072286 |  | 280.4697
236 | Stores Expense | (Worksheet C, ln 4.(D)) |  | 0 |  | GP(h) | 0.42914 |  | 0
237 | Prepayments (Account 165) - Labor Allocated | (Worksheet D, ln 6.G) |  | 7521454 |  | W/S | 0.072286 |  | 543695.7823
238 | Prepayments (Account 165) - Gross Plant | (Worksheet D, ln 6.F) |  | 144950 |  | GP(h) | 0.42914 |  | 62203.3278
239 | Prepayments (Account 165) - Transmission Only | (Worksheet D, ln 6.E) |  | 0 |  | DA | 1 |  | 0
240 | Prepayments (Account 165) - Unallocable | (Worksheet D, ln 6.D) |  | -7211920 |  | NA | 0 |  | 0
241 | TOTAL WORKING CAPITAL | (sum lns 233 to 240) |  | 585255.125 |  |  |  |  | 733070.7047
242 | IPP CONTRIBUTIONS FOR CONSTRUCTION | (Note F) (Worksheet D, ln 7.B) |  | 0 |  | DA | 1 |  | 0
243 | RATE BASE (sum lns 222, 229, 230, 231, 241, 242) |  |  | 161205670.285 |  |  |  |  | 71452127.7712
AEP East Companies
Transmission Cost of Service Formula Rate
Utilizing Historic Cost Data for 2013 with Year-End Rate Base Balances
WHEELING POWER COMPANY
| (1) | (2) |  | (3) |  | (4) |  |  | (5)
| EXPENSE, TAXES, RETURN & REVENUE | Data Sources | [6 empty] | Total
| REQUIREMENTS CALCULATION | (See "General Notes") |  | TO Total |  | Allocator |  |  | Transmission
Line
No. | OPERATION & MAINTENANCE EXPENSE
244 | Production | 321.80.b |  | 111936767
245 | Distribution | 322.156.b |  | 5669809
246 | Customer Related Expense | 322 & 323.164,171,178.b |  | 2167885
247 | Regional Marketing Expenses | 322.131.b |  | 0
248 | Transmission | 321.112.b |  | 1129058
249 | TOTAL O&M EXPENSES | (sum lns 244 to 248) |  | 120903519
250 | Less: Total Account 561 | (Note G) (Worksheet F, ln 14.C) |  | 125089
251 | Less: Account 565 | (Note H) 321.96.b |  | 0
252 | Less: Regulatory Deferrals & Amortizations | (Note I) (Worksheet F, ln 4.C) |  | 0
253 | Total O&M Allocable to Transmission | (lns 248 - 250 - 251 - 252) |  | 1003969 |  | TP | 1 |  | 1003969
254 | Administrative and General | 323.197.b (Note J) |  | 2187291
255 | Less: Acct. 924, Property Insurance | 323.185.b |  | 211883
256 | Acct. 9260039 PBOP Expense | PBOP Worksheet O Line 9 & 10, (Note K) |  | -103680
257 | Acct. 9260057 PBOP Medicare Subsidy | PBOP Worksheet O Line 11, (Note K) |  | 0
258 | PBOP Expense Billed From AEPSC | PBOP Worksheet O Line 13, (Note K) |  | -11535
259 | Acct. 928, Reg. Com. Exp. | 323.189.b |  | 0
260 | Acct. 930.1, Gen. Advert. Exp. | 323.191.b |  | 2842
261 | Acct. 930.2, Misc. Gen. Exp. | 323.192.b |  | 119907
262 | Balance of A & G | (ln 254 - sum ln 255 to ln 261) |  | 1967874 |  | W/S | 0.072286 |  | 142249.7291
263 | Plus: Acct. 924, Property Insurance | (ln 255) |  | 211883 |  | GP(h) | 0.42914 |  | 90926.7175
264 | Acct. 928 - Transmission Specific | Worksheet F ln 18.(E) (Note L) |  | 0 |  | TP | 1 |  | 0
265 | Acct 930.1 - Only safety related ads -Direct | Worksheet F ln 30.(E) (Note L) |  | 0 |  | TP | 1 |  | 0
266 | Acct 930.2 - Misc Gen. Exp. - Trans | Worksheet F ln 36.(E) (Note L) |  | 776 |  | DA | 1 |  | 776
267 | Settlement Approved PBOP Recovery | PBOP Worksheet O, Col. C, Line 7, (Note M) |  | 396617 |  | W/S | 0.072286 |  | 28669.8543
268 | A & G Subtotal | (sum lns 262 to 267) |  | 2577150 |  |  |  |  | 262622.3008
269 | O & M EXPENSE SUBTOTAL | (ln 253 + ln 268) |  | 3581119 |  |  |  |  | 1266591.3008
270 | Plus: TEA Settlement in Account 565 | Company Records (Note H) |  | 0 |  | DA | 1 |  | 0
271 | Plus: Transmission Lease Payments To Affiliates in Acct 565 (Company Records) (Note H) |  |  | 0 |  | DA | 1 |  | 0
272 | TOTAL O & M EXPENSE | (ln 269 + ln 270 + ln 271) |  | 3581119 |  |  |  |  | 1266591.3008
273 | DEPRECIATION AND AMORTIZATION EXPENSE
274 | Production | 336.2-6.f |  | 0 |  | NA | 0 |  | 0
275 | Distribution | 336.8.f |  | 4627650 |  | NA | 0 |  | 0
276 | Transmission | 336.7.f |  | 2509273 |  | TP1 | 1 |  | 2509273
277 | Plus: Transmission Plant-in-Service Additions (Worksheet I) |  |  | N/A |  |  |  |  | N/A
278 | General | 336.10.f |  | 148343 |  | W/S | 0.072286 |  | 10723.1213
279 | Intangible | 336.1.f |  | 77214 |  | W/S | 0.072286 |  | 5581.4908
280 | TOTAL DEPRECIATION AND AMORTIZATI0N | (Ln 274+275+ 276+277+278+279) |  | 7362480 |  |  |  |  | 2525577.6121
281 | TAXES OTHER THAN INCOME | (Note N)
282 | Labor Related
283 | Payroll | Worksheet H ln 21.(D) |  | 170471 |  | W/S | 0.072286 |  | 12322.6658
284 | Plant Related
285 | Property | Worksheet H ln 21.(C) & ln 35.(C) |  | 1829251 |  | DA |  |  | 841186.8255
286 | Gross Receipts/Sales & Use | Worksheet H ln 21.(F) |  | 6004688 |  | NA | 0 |  | 0
287 | Other | Worksheet H ln 21.(E) |  | 608761 |  | GP(h) | 0.42914 |  | 261241.5317
288 | TOTAL OTHER TAXES | (sum lns 283 to 287) |  | 8613171 |  |  |  |  | 1114751.0229
289 | INCOME TAXES | (Note O)
290 | T=1 - {[(1 - SIT) * (1 - FIT)] / (1 - SIT * FIT * p)} = |  |  | 39.54%
291 | EIT=(T/(1-T)) * (1-(WCLTD/WACC)) = |  |  | 59.69%
292 | where WCLTD=(ln 327) and WACC = (ln 330)
293 | and FIT, SIT & p are as given in Note O.
294 | GRCF=1 / (1 - T) = (from ln 290) |  |  | 1.6541
295 | Amortized Investment Tax Credit (enter negative) | (FF1 p.114, ln 19.c) |  | 0
296 | Income Tax Calculation | (ln 291 * ln 299) |  | 10015597.7241 |  |  |  |  | 4439271.6895
297 | ITC adjustment | (ln 294 * ln 295) |  | 0 |  | NP(h) | 0.45424 |  | 0
298 | TOTAL INCOME TAXES | (sum lns 296 to 297) |  | 10015597.7241 |  |  |  |  | 4439271.6895
299 | RETURN ON RATE BASE (Rate Base*WACC) | (ln 243 * ln 330) |  | 16779199.0389 |  |  |  |  | 7437142.0776
300 | INTEREST ON IPP CONTRIBUTION FOR CONST. (Note F) (Worksheet D, ln 2.(B)) |  |  | 0 |  | DA | 1 |  | 0
301 | (Gains) / Losses on Sales of Plant Held for Future Use (Worksheet N, ln 4, Cols. ((F) & (H)) |  |  | 0 |  |  |  |  | 0
302 | Tax Impact on Net Loss / (Gain) on Sales of Plant Held for Future Use (ln 301 * ln291) |  |  | 0 |  |  |  |  | 0
303 | TOTAL REVENUE REQUIREMENT |  |  | 46351566.763 |  |  |  |  | 16783333.7029
(sum lns 272, 280, 288, 298, 299, 300, 301, 302)
AEP East Companies
Transmission Cost of Service Formula Rate
Utilizing Historic Cost Data for 2013 with Year-End Rate Base Balances
WHEELING POWER COMPANY
SUPPORTING CALCULATIONS
ln
No. | TRANSMISSION PLANT INCLUDED IN PJM TARIFF
304 | Total transmission plant | (ln 185) | [6 empty] | 112649133
305 | Less transmission plant excluded from PJM Tariff (Note P) | [7 empty] | 0
306 | Less transmission plant included in OATT Ancillary Services (Worksheet A, ln 23, Col. (C)) (Note Q) | [7 empty] | 0
307 | Transmission plant included in PJM Tariff | (ln 304 - ln 305 - ln 306) | [6 empty] | 112649133
308 | Percent of transmission plant in PJM Tariff | (ln 307 / ln 304) | [5 empty] | TP= | 1
309 | WAGES & SALARY ALLOCATOR (W/S) | (Note R) | Direct Payroll | Payroll Billed from AEP Service Corp. | Total
310 | Production | 354.20.b | 0 | 0 | 0 | NA | 0 |  | 0
311 | Transmission | 354.21.b | 0 | 157815 | 157815 | TP | 1 |  | 157815
312 | Regional Market Expenses | 354.22.b | 0 | 0 | 0 | NA | 0 |  | 0
313 | Distribution | 354.23.b | 1169894 | 214808 | 1384702 | NA | 0 |  | 0
314 | Other (Excludes A&G) | 354.24,25,26.b | 332798 | 307888 | 640686 | NA | 0 |  | 0
315 | Total | (sum lns 310 to 314) | 1502692 | 680511 | 2183203 |  |  |  | 157815
316 | Transmission related amount | [6 empty] | W/S= | 0.072286
317 | WEIGHTED AVERAGE COST OF CAPITAL (WACC) | [7 empty] | $
318 | Long Term Interest | (Worksheet L, ln. 35, col. (D)) | [6 empty] | 1312500
319 | Preferred Dividends | (Worksheet L, ln. 40, col. (D)) | [6 empty] | 0
320 | Development of Common Stock:
321 | Proprietary Capital | (FF1 p 112, Ln 16.c) | [6 empty] | 120225152
322 | Less: Preferred Stock | (FF1 p 112, Ln 3.c) | [6 empty] | 0
323 | Less: Account 216.1 | (FF1 p 112, Ln 12 .c) | [6 empty] | 0
324 | Less: Account 219 | (FF1 p 112, Ln 15.c) | [6 empty] | 972206
325 | Common Stock | (ln 321 - ln 322 - ln 323 - ln 324) | [6 empty] | 119252946
Cost
326 |  |  |  | $ | % |  | (Note S) |  | Weighted
327 | Long Term Debt (Note T) Worksheet L, ln 35, col. (B)) |  |  | 25000000 | 17.33% |  | 0.0525 |  | 0.0090986
328 | Preferred Stock (ln 322) |  |  | 0 | 0% |  | 0 |  | 0
329 | Common Stock (ln 325) |  |  | 119252946 | 82.67% |  | 11.49% |  | 0.094987
330 | Total (Sum lns 327 to 329) |  |  | 144252946 |  |  |  | WACC= | 0.10409
AEP East Companies
Transmission Cost of Service Formula Rate
Utilizing Historic Cost Data for 2013 with Year-End Rate Base Balances
WHEELING POWER COMPANY
Letter |  |  | Notes
General Notes: a) References to data from Worksheets are indicated as: Worksheet X, Line#.Column.X
A | Revenue credits include:
1) Forfeited Discounts.
2) Miscellaneous Service Revenues.
3) Rental revenues earned on assets included in the rate base.
4) Revenues for associated business projects provided by employees whose labor and overhead costs are in the transmission cost of service.
5) Other electric revenues.
6) Revenues for grandfathered PTP contracts included in the load divisor.
See Worksheet E for details.
B | The annual and monthly net plant carrying charges on page 1 are used to compute the revenue requirement for RTEP sponsored upgrades or those projects receiving approved incentive-ROE's.
C | Transmission Plant balances in this study are historic as of December 31, 2013.
D | The total-company balances shown for Accounts 281, 282, 283, 190 only reflect ADIT that relates to utility operations. The balance of Account 255 is reduced by prior flow
throughs and is completely excluded if the utility chose to utilize amortization of tax credits against FIT expense. An exception to this is pre-1971 ITC balances, which are
required to be taken as an offset to rate base. Account 281 is not allocated. In compliance with FERC Rulemaking RM02-7-000, Asset Retirement Obligation deferrals have
been removed from ratebase. Transmission ADIT allocations are shown on WS B.
The company will not include the ADIT portion of deferred hedge gains and losses in rate base.
E | Cash Working Capital assigned to transmission is one-eighth of O&M allocated to transmission, as shown on line 253. It excludes:
1) Load Scheduling & Dispatch Charges in account 561 that are collected in the OATT Ancilliary Services Revenue, as shown on line 250.
2) AEP transmission equalization transfers, as shown on line 251
3) The impact of state regulatory deferrals and amortizations, as shown on line 252
4) All A&G Expenses, as shown on line 268.
F | Consistent with Paragraph 657 of Order 2003-A, the amount on line 242 is equal to the balance of IPP System Upgrade Credits owed to transmission customers that
made contributions toward the construction of System upgrades, and includes accrued interest and unreturned balance of contributions. The annual interest
expense is included on line 300.
G | Removes from the cost of service the Load Scheduling and Dispatch expenses booked to accounts 561.1 through 561.8. Expenses recorded in these accounts, with the exception of 561.4 & 561.8 (lines 180 & 181 above) are recovered in Schedule 1A, OATT ancillary services rates. See Worksheet F, lines 5 through 14, for descriptions and the Form 1 Source of these accounts' balances.
H | Removes cost of transmission service provided by others to determine the basis of cash working capital on line 253. To the extent such service is incurred to provide the PJM service at issue, e.g. transmission equalization agreement, such costs are added back on lines 270 and 271 to determine the total O&M collected in the formula. The amounts on lines 270 and 271 are also excluded in the calculation of the FCR percentage calculated on lines 170 through 176.
The addbacks on lines 270 and 271 of activity recorded in 565 represents inter-company sales or purchases of transmission capacity necessary to meet each AEP company's transmission load relative to their available transmission capacity.
The company records referenced on lines 270 and 271 is the WHEELING POWER COMPANY general ledger.
I | Removes the impact of state regulatory deferrals or their amortization from O&M expense.
J | General Plant and Administrative & General expenses, other than in accounts 924, 928, and 930, will be functionalized based on the Wages & Salaries "W/S" allocator. The allocation basis for accounts 924, 928 and 930 are separately presented in the formula. A change in the allocation method for an account must be approved via a 205 filing with the FERC.
K | These deductions on lines 256 through 258 are to remove from the cost of service the expenses recorded by the company for Postemployment Benefits Other than Pensions (PBOP). See Note M below for the recoverable PBOP expense.
L | Expenses reported for these A&G accounts will be included in the cost of service only to the extent they are directly assignable to transmission service. Worksheet F allocates
these expense items. Acct 928 Includes Regulatory Commission expenses itemized in FERC Form-1 at page 351, column H. FERC Assessment Fees and Annual Charges
shall not be allocated to transmission. Only safety-related and educational advertising costs in Account 930.1 are included in the TCOS. Account 930.2 includes the
expenses incurred by the transmission function for Associated Business Development revenues given as a credit to the TCOS on Worksheet E.
M | See note K above. Per the settlement in Docket ER08-1329, recoverable PBOP expense is based on an annual total for the operating companies that is ratioed to them based on the total of actual annual PBOP costs, including charges from the AEP Service Corportation. The calculation of the recoverable amount for each company is shown on Worksheet O, and the process for updating the annual total is documented on Attachment F, Allowable PBOP Expense Formula.
N | Includes only FICA, unemployment, highway, property and other assessments charged in the current year. Gross receipts, sales & use and taxes related to income are excluded.
O | The currently effective income tax rate, where FIT is the Federal income tax rate; SIT is the State income tax rate, and p =
the percentage of federal income tax deductible for state income taxes. See Worksheet G for the development of the Company's composite SIT.
A utility that elected to utilize amortization of tax credits against taxable income, rather than book tax credits to Account No. 255 and reduce rate base, must reduce its income tax
expense by the amount of the Amortized Investment Tax Credit (Form 1, 266.8.f)
(ln 295) multiplied by (1/1-T) . If the applicable tax rates are zero enter 0.
| Inputs Required: | FIT = | 35%
|  | SIT= | 6.99% | (State Income Tax Rate or Composite SIT. Worksheet G))
|  | p = | 0% | (percent of federal income tax deductible for state purposes)
P | Removes plant excluded from the OATT because it does not meet the PJM's definition of Transmission Facilities or is otherwise ineligible to be recovered under the OATT.
Q | Removes transmission plant (e.g. step-up transformers) included in the development of OATT ancillary service rates and not already removed for reasons indicated in Note P.
R | Includes functional wages & salaries billed by AEP Service Corporation for support of the operating company.
S | Long Term Debt cost rate = long-term interest (ln 318) / long term debt (ln 327). Preferred Stock cost rate = preferred dividends (ln 319) / preferred outstanding (ln 328).
Common Stock cost rate (ROE) = 11.49%, the rate accepted by FERC in Docket No. ER08-1329. It includes an additional 50 basis points for remaining a member of the PJM RTO.
In the Projected & Historic templates, the interest expense on long-term debt is the sum of a full year's interest expense at the coupon rate for each issuance outstanding as of December 31 of the historic year. The projected expense for variable rate debt will be based on the effective rate at December 31. These conventions ensure that the expense used in the projection will reflect a full year, similar to the actual expense that will appear in the subsequent true-up of the projection, and minimize the impact on the true-up of using a partial year interest expense. The projection will reflect the actual historic-year expense recorded for issuance expenses, discounts and premiums, and gains or losses on reacquired debt. Eligible hedging gains or losses will be limited to five basis points of the projected capital structure. Details and calculations are shown on Worksheet L.
T | This note only applies to Indiana Michigan Power Company.
U | This note only applies to the true-up template.
Common Stock cost rate (ROE) = 11.49%, the rate accepted by FERC in Docket No. ER08-1329. It includes an additional 50 basis points for remaining a member of the PJM RTO.
APCo_Hist_Allocators
[6 empty] | DA | 1
[6 empty] | GP(h) | 0.42914
[6 empty] | GTD | 0.43748
[6 empty] | NA | 0
[6 empty] | NP(h) | 0.45424
[6 empty] | TP | 1
[6 empty] | TP1 | 1
[6 empty] | W/S | 0.072286

## WPCo True-UP TCOS
2013
2014
AEP East Companies
Transmission Cost of Service Formula Rate
Utilizing Actual Cost Data for 2013 with Average Ratebase Balances
WHEELING POWER COMPANY
Line | [8 empty] | Transmission
No. | [8 empty] | Amount
1 | REVENUE REQUIREMENT (w/o incentives) | (ln 138) | [6 empty] | 15181267.0936
|  |  |  | Total |  | Allocator
2 | REVENUE CREDITS | (Note A) (Worksheet E) |  | 1572975 |  | DA | 1 |  | 1572975
3 | REVENUE REQUIREMENT For All Company Facilities | (ln 1 less ln 2) | [6 empty] | 13608292.0936
MEMO: The Carrying Charge Calculations on lines 6 to 11 below are used in calculating project revenue requirements billed through PJM Schedule 12, Transmission Enhancement Charges. The total non-incentive revenue requirements for these projects shown on line 4 is included in the total on line 3.
4 | Revenue Requirement for PJM Schedule 12 Facilities (w/o incentives) (Worksheet K) |  |  | 30345.0364 |  | DA | 1 |  | 30345.0364
5 | NET PLANT CARRYING CHARGE w/o intra-AEP charges or credits or ROE incentives (Note B)
6 | Annual Rate | ( (ln 1 - ln 105 - ln 106)/ ln 48 x 100) | [6 empty] | 19.18%
7 | Monthly Rate | (ln 6 / 12) | [6 empty] | 1.598%
8 | NET PLANT CARRYING CHARGE ON LINE 6 , w/o depreciation or ROE incentives (Note B)
9 | Annual Rate | ( (ln 1 - ln 105 - ln 106 - ln 111) / ln 48 x 100) | [6 empty] | 16.01%
10 | NET PLANT CARRYING CHARGE ON LINE 9, w/o Return, income taxes or ROE incentives (Note B)
11 | Annual Rate | ( (ln 1 - ln 105 - ln 106 - ln 111 - ln 133 - ln 134) / ln 48 x 100) | [6 empty] | 3.012%
12 | ADDITIONAL REVENUE REQUIREMENT for projects w/ incentive ROE's (Note B) (Worksheet K) | [7 empty] | 0
13 | REVENUE REQUIREMENT FOR SCHEDULE 1A CHARGES
14 | Total Load Dispatch & Scheduling (Account 561) | Line 85 Below | [6 empty] | 125089
15 | Less: Load Dispatch - Scheduling, System Control and Dispatch Services (321.88.b) | [7 empty] | -4212
16 | Less: Load Dispatch - Reliability, Planning & Standards Development Services (321.92.b) | [7 empty] | 0
17 | Total 561 Internally Developed Costs | (Line 14 - Line 15 - Line 16) | [6 empty] | 129301
AEP East Companies
Transmission Cost of Service Formula Rate
Utilizing Actual Cost Data for 2013 with Average Ratebase Balances
WHEELING POWER COMPANY
| (1) | (2) |  | (3) |  | (4) |  |  | (5)
|  | Data Sources | [6 empty] | Total
| RATE BASE CALCULATION | (See "General Notes") |  | TO Total |  | Allocator |  |  | Transmission
Line |  |  |  | NOTE C
No. | GROSS PLANT IN SERVICE
18 | Production | (Worksheet A ln 1.E) |  | 0 |  | NA | 0 |  | 0
19 | Less: Production ARO (Enter Negative) | (Worksheet A ln 2.E) |  | 0 |  | NA | 0 |  | 0
20 | Transmission | (Worksheet A ln 3.E & Ln 142) |  | 100618387 |  | DA |  |  | 100618387
21 | Less: Transmission ARO (Enter Negative) | (Worksheet A ln 4.E & Ln 143) |  | 0 |  | TP | 1 |  | 0
22 | Plus: Transmission Plant-in-Service Additions (Worksheet I) |  |  | N/A |  | NA | 0 |  | N/A
23 | Plus: Additional Trans Plant on Transferred Assets (Worksheet I) |  |  | N/A |  | NA | 0 |  | N/A
24 | Distribution | (Worksheet A ln 5.E) |  | 138458518.5 |  | NA | 0 |  | 0
25 | Less: Distribution ARO (Enter Negative) | (Worksheet A ln 6.E) |  | 0 |  | NA | 0 |  | 0
26 | General Plant | (Worksheet A ln 7.E) |  | 5113575.5 |  | W/S | 0.072286 |  | 369639.8904
27 | Less: General Plant ARO (Enter Negative) | (Worksheet A ln 8.E) |  | -34819 |  | W/S | 0.072286 |  | -2516.926
28 | Intangible Plant | (Worksheet A ln 9.E) |  | 923799 |  | W/S | 0.072286 |  | 66777.7294
29 | TOTAL GROSS PLANT | (sum lns 18 to 28) |  | 245079461 |  | GP(h)= | 0.41232 |  | 101052287.6937
[6 empty] | GTD= | 0
30 | ACCUMULATED DEPRECIATION AND AMORTIZATION
31 | Production | (Worksheet A ln 12.E) |  | 0 |  | NA | 0 |  | 0
32 | Less: Production ARO (Enter Negative) | (Worksheet A ln 13.E) |  | 0 |  | NA | 0 |  | 0
33 | Transmission | (Worksheet A ln 14.E & 28.E) |  | 21466222 |  | TP1= | 1 |  | 21466222
34 | Less: Transmission ARO (Enter Negative) | (Worksheet A ln 15.E) |  | 0 |  | TP1= | 1 |  | 0
35 | Plus: Transmission Plant-in-Service Additions (Worksheet I) |  |  | N/A |  | DA | 1 |  | N/A
36 | Plus: Additional Projected Deprec on Transferred Assets (Worksheet I) |  |  | N/A |  | DA | 1 |  | N/A
37 | Plus: Additional Transmission Depreciation for 2014 (ln 111) |  |  | N/A |  | TP1 | 1 |  | N/A
38 | Plus: Additional General & Intangible Depreciation for 2014 (ln 110 + ln 111) |  |  | N/A |  | W/S | 0.072286 |  | N/A
39 | Plus: Additional Accum Deprec on Transferred Assets (Worksheet I) |  |  | N/A |  | DA | 1 |  | N/A
40 | Distribution | (Worksheet A ln 16.E) |  | 40393593 |  | NA | 0 |  | 0
41 | Less: Distribution ARO (Enter Negative) | (Worksheet A ln 17.E) |  | 0 |  | NA | 0 |  | 0
42 | General Plant | (Worksheet A ln 18.E) |  | 2509650 |  | W/S | 0.072286 |  | 181412.546
43 | Less: General Plant ARO (Enter Negative) | (Worksheet A ln 19.E) |  | -18807.92 |  | W/S | 0.072286 |  | -1359.5492
44 | Intangible Plant | (Worksheet A ln 20.E) |  | 710749 |  | W/S | 0.072286 |  | 51377.1983
45 | TOTAL ACCUMULATED DEPRECIATION | (sum lns 31 to 44) |  | 65061406.08 |  |  |  |  | 21697652.1951
46 | NET PLANT IN SERVICE
47 | Production | (ln 18 + ln 19 - ln 31 - ln 32) |  | 0 |  |  |  |  | 0
48 | Transmission | (ln 20 + ln 21 - ln 33 - ln 34) |  | 79152165 |  |  |  |  | 79152165
49 | Plus: Transmission Plant-in-Service Additions (ln 22 - ln 35) |  |  | N/A |  |  |  |  | N/A
50 | Plus: Additional Trans Plant on Transferred Assets (ln 23 - ln 36) |  |  | N/A |  |  |  |  | N/A
51 | Plus: Additional Transmission Depreciation for 2014 (-ln 37) |  |  | N/A |  |  |  |  | N/A
52 | Plus: Additional General & Intangible Depreciation for 2014 (-ln 38) |  |  | N/A |  |  |  |  | N/A
53 | Plus: Additional Accum Deprec on Transferred Assets (Worksheet I) (-ln 39) |  |  | N/A |  |  |  |  | N/A
54 | Distribution | (ln 24 + ln 25 - ln 40 - ln 41) |  | 98064925.5 |  |  |  |  | 0
55 | General Plant | (ln 26 + ln 27 - ln 42 - ln 43) |  | 2587914.42 |  |  |  |  | 187069.9675
56 | Intangible Plant | (ln 28 - ln 44) |  | 213050 |  |  |  |  | 15400.5311
57 | TOTAL NET PLANT IN SERVICE | (sum lns 47 to 56) |  | 180018054.92 |  | NP(h)= | 0.44081 |  | 79354635.4986
58 | DEFERRED TAX ADJUSTMENTS TO RATE BASE | (Note D)
59 | Account No. 281.1 (enter negative) | (Worksheet B, ln 2 & ln 5.E) |  | 0 |  | NA |  |  | 0
60 | Account No. 282.1 (enter negative) | (Worksheet B, ln 7 & ln 10.E) |  | -33206272 |  | DA |  |  | -17400500.5
61 | Account No. 283.1 (enter negative) | (Worksheet B, ln 12 & ln 15.E) |  | -3902651 |  | DA |  |  | -321546.5
62 | Account No. 190.1 | (Worksheet B, ln 17 & ln 20.E) |  | 2753761.5 |  | DA |  |  | 514184
63 | Account No. 255 (enter negative) | (Worksheet B, ln 24 & ln 25.E) |  | -18839.5 |  | DA |  |  | -6201.5
64 | TOTAL ADJUSTMENTS | (sum lns 59 to 63) |  | -34374001 |  |  |  |  | -17214064.5
65 | PLANT HELD FOR FUTURE USE | (Worksheet A ln 29.E & ln 30.E) |  | 0 |  | DA |  |  | 0
66 | REGULATORY ASSETS | (Worksheet A ln 36. (E)) |  | 0 |  | DA |  |  | 0
67 | WORKING CAPITAL | (Note E)
68 | Cash Working Capital | (1/8 * ln 88) |  | 125496.125 |  |  |  |  | 125496.125
69 | Transmission Materials & Supplies | (Worksheet C, ln 2.F) |  | 1504.5 |  | TP | 1 |  | 1504.5
70 | A&G Materials & Supplies | (Worksheet C, ln 3.F) |  | 2699.5 |  | W/S | 0.072286 |  | 195.136
71 | Stores Expense | (Worksheet C, ln 4.(D)) |  | 0 |  | GP(h) | 0.41232 |  | 0
72 | Prepayments (Account 165) - Labor Allocated | (Worksheet C, ln 8.G) |  | 7784464.5 |  | W/S | 0.072286 |  | 562707.7579
73 | Prepayments (Account 165) - Gross Plant | (Worksheet C, ln 8.F) |  | 148913 |  | GP(h) | 0.41232 |  | 61400.4913
74 | Prepayments (Account 165) - Transmission Only | (Worksheet C, ln 8.E) |  | 0 |  | DA | 1 |  | 0
75 | Prepayments (Account 165) - Unallocable | (Worksheet C, ln 8.D) |  | -7508328.5 |  | NA | 0 |  | 0
76 | TOTAL WORKING CAPITAL | (sum lns 68 to 75) |  | 554749.125 |  |  |  |  | 751304.0102
77 | IPP CONTRIBUTIONS FOR CONSTRUCTION | (Note F) (Worksheet D, ln 8 (B)) |  | 0 |  | DA | 1 |  | 0
78 | RATE BASE (sum lns 57, 64, 65, 66, 76, 77) |  |  | 146198803.045 |  |  |  |  | 62891875.0088 | 0
AEP East Companies
Transmission Cost of Service Formula Rate
Utilizing Actual Cost Data for 2013 with Average Ratebase Balances
WHEELING POWER COMPANY
| (1) | (2) |  | (3) |  | (4) |  |  | (5)
| EXPENSE, TAXES, RETURN & REVENUE | Data Sources | [6 empty] | Total
| REQUIREMENTS CALCULATION | (See "General Notes") |  | TO Total |  | Allocator |  |  | Transmission
Line
No. | OPERATION & MAINTENANCE EXPENSE
79 | Production | 321.80.b |  | 111936767
80 | Distribution | 322.156.b |  | 5669809
81 | Customer Related Expense | 322.164,171,178.b |  | 2167885
82 | Regional Marketing Expenses | 322.131.b |  | 0
83 | Transmission | 321.112.b |  | 1129058
84 | TOTAL O&M EXPENSES | (sum lns 79 to 83) |  | 120903519
85 | Less: Total Account 561 | (Note G) (Worksheet F, ln 14.C) |  | 125089
86 | Less: Account 565 | (Note H) 321.96.b |  | 0
87 | Less: Regulatory Deferrals & Amortizations | (Note I) (Worksheet F, ln 4.C) |  | 0
88 | Total O&M Allocable to Transmission | (lns 83 - 85 - 86 - 87) |  | 1003969 |  | TP | 1 |  | 1003969
89 | Administrative and General | 323.197.b (Note J) |  | 2187291
90 | Less: Acct. 924, Property Insurance | 323.185.b |  | 211883
91 | Acct. 9260039 PBOP Expense | PBOP Worksheet O Line 9 & 10, (Note K) |  | -103680
92 | Acct. 9260057 PBOP Medicare Subsidy | PBOP Worksheet O Line 11, (Note K) |  | 0
93 | PBOP Expense Billed From AEPSC | PBOP Worksheet O Line 13, (Note K) |  | -11535
94 | Acct. 928, Reg. Com. Exp. | 323.189.b |  | 0
95 | Acct. 930.1, Gen. Advert. Exp. | 323.191.b |  | 2842
96 | Acct. 930.2, Misc. Gen. Exp. | 323.192.b |  | 119907
97 | Balance of A & G | (ln 89 - sum ln 90 to ln 96) |  | 1967874 |  | W/S | 0.072286 |  | 142249.7291
98 | Plus: Acct. 924, Property Insurance | (ln 90) |  | 211883 |  | GP(h) | 0.41232 |  | 87364.5706
99 | Acct. 928 - Transmission Specific | Worksheet F ln 18.(E) (Note L) |  | 0 |  | TP | 1 |  | 0
100 | Acct 930.1 - Only safety related ads -Direct | Worksheet F ln 30.(E) (Note L) |  | 0 |  | TP | 1 |  | 0
101 | Acct 930.2 - Misc Gen. Exp. - Trans | Worksheet F ln 36.(E) (Note L) |  | 776 |  | DA | 1 |  | 776
102 | Settlement Approved PBOP Recovery | PBOP Worksheet O, Col. C, Line 7, (Note M) |  | 396617 |  | W/S | 0.072286 |  | 28669.8543
103 | A & G Subtotal | (sum lns 97 to 102) |  | 2577150 |  |  |  |  | 259060.154
104 | O & M EXPENSE SUBTOTAL | (ln 88 + ln 103) |  | 3581119 |  |  |  |  | 1263029.154
105 | Plus: TEA Settlement in Account 565 | Company Records (Note H) |  | 0 |  | DA | 1 |  | 0
106 | Plus: Transmission Lease Payments To Affiliates in Acct 565 (Company Records) (Note H) |  |  | 0 |  | DA | 1 |  | 0
107 | TOTAL O & M EXPENSE | (ln 104 + ln 105 + ln 106) |  | 3581119 |  |  |  |  | 1263029.154
108 | DEPRECIATION AND AMORTIZATION EXPENSE
109 | Production | 336.2-6.f |  | 0 |  | NA | 0 |  | 0
110 | Distribution | 336.8.f |  | 4627650 |  | NA | 0 |  | 0
111 | Transmission | 336.7.f |  | 2509273 |  | TP1 | 1 |  | 2509273
112 | Plus: Transmission Plant-in-Service Additions (Worksheet I) |  |  | N/A |  |  |  |  | N/A
113 | General | 336.10.f |  | 148343 |  | W/S | 0.072286 |  | 10723.1213
114 | Intangible | 336.1.f |  | 77214 |  | W/S | 0.072286 |  | 5581.4908
115 | TOTAL DEPRECIATION AND AMORTIZATI0N | (Ln 109+110+ 111+112+113+114) |  | 7362480 |  |  |  |  | 2525577.6121
116 | TAXES OTHER THAN INCOME | (Note N)
117 | Labor Related
118 | Payroll | Worksheet H ln 21.(D) |  | 170471 |  | W/S | 0.072286 |  | 12322.6658
119 | Plant Related
120 | Property | Worksheet H ln 21.(C) & ln 35.(C) |  | 1829251 |  | DA |  |  | 841186.8255
121 | Gross Receipts/Sales & Use | Worksheet H ln 21.(F) |  | 6004688 |  | NA | 0 |  | 0
122 | Other | Worksheet H ln 21.(E) |  | 608761 |  | GP(h) | 0.41232 |  | 251007.1283
123 | TOTAL OTHER TAXES | (sum lns 118 to 122) |  | 8613171 |  |  |  |  | 1104516.6195
124 | INCOME TAXES | (Note O)
125 | T=1 - {[(1 - SIT) * (1 - FIT)] / (1 - SIT * FIT * p)} = |  |  | 39.54%
126 | EIT=(T/(1-T)) * (1-(WCLTD/WACC)) = |  |  | 58.99%
127 | where WCLTD=(ln 162) and WACC = (ln 165)
128 | and FIT, SIT & p are as given in Note O.
129 | GRCF=1 / (1 - T) = (from ln 125) |  |  | 1.6541
130 | Amortized Investment Tax Credit (enter negative) | (FF1 p.114, ln 19.c) |  | 0
131 | Income Tax Calculation | (ln 126 * ln 134) |  | 8873126.1681 |  |  |  |  | 3817045.901
132 | ITC adjustment | (ln 129 * ln 130) |  | 0 |  | NP(h) | 0.44081 |  | 0
133 | TOTAL INCOME TAXES | (sum lns 131 to 132) |  | 8873126.1681 |  |  |  |  | 3817045.901
134 | RETURN ON RATE BASE (Rate Base*WACC) | (ln 78 * ln 165) |  | 15042750.0156 |  |  |  |  | 6471097.807
135 | INTEREST ON IPP CONTRIBUTION FOR CONST. (Note F) (Worksheet D, ln 2.(B)) |  |  | 0 |  | DA | 1 |  | 0
136 | (Gains) / Losses on Sales of Plant Held for Future Use (Worksheet N, ln 4, Cols. ((F) & (H)) |  |  | 0 |  |  |  |  | 0
137 | Tax Impact on Net Loss / (Gain) on Sales of Plant Held for Future Use (ln 136 * ln126) |  |  | 0 |  |  |  |  | 0
138 | TOTAL REVENUE REQUIREMENT |  |  | 43472646.1837 |  |  |  |  | 15181267.0936
(sum lns 107, 115, 123, 133, 134, 135)
AEP East Companies
Transmission Cost of Service Formula Rate
Utilizing Actual Cost Data for 2013 with Average Ratebase Balances
WHEELING POWER COMPANY
SUPPORTING CALCULATIONS
ln
No. | TRANSMISSION PLANT INCLUDED IN PJM TARIFF
139 | Total transmission plant | (ln 20) | [6 empty] | 100618387
140 | Less transmission plant excluded from PJM Tariff (Note P) | [7 empty] | 0
141 | Less transmission plant included in OATT Ancillary Services (Worksheet A, ln 23, Col. (C)) (Note Q) | [7 empty] | 0
142 | Transmission plant included in PJM Tariff | (ln 139 - ln 140 - ln 141) | [6 empty] | 100618387
143 | Percent of transmission plant in PJM Tariff | (ln 142 / ln 139) | [5 empty] | TP= | 1
144 | WAGES & SALARY ALLOCATOR (W/S) | (Note R) | Direct Payroll | Payroll Billed from AEP Service Corp. | Total
145 | Production | 354.20.b | 0 | 0 | 0 | NA | 0 |  | 0
146 | Transmission | 354.21.b | 0 | 157815 | 157815 | TP | 1 |  | 157815
147 | Regional Market Expenses | 354.22.b | 0 | 0 | 0 | NA | 0 |  | 0
148 | Distribution | 354.23.b | 1169894 | 214808 | 1384702 | NA | 0 |  | 0
149 | Other (Excludes A&G) | 354.24,25,26.b | 332798 | 307888 | 640686 | NA | 0 |  | 0
150 | Total | (sum lns 145 to 149) | 1502692 | 680511 | 2183203 |  |  |  | 157815
151 | Transmission related amount | [6 empty] | W/S= | 0.072286
152 | WEIGHTED AVERAGE COST OF CAPITAL (WACC) | [7 empty] | $
153 | Long Term Interest | (Worksheet M, ln. 21, col. (E)) | [6 empty] | 1312500
154 | Preferred Dividends | (Worksheet M, ln. 56, col. (E)) | [6 empty] | 0
155 | Development of Common Stock: | [7 empty] | Average
156 | Proprietary Capital | (Worksheet M, ln. 1, col. (E)) | [6 empty] | 105167231.5
157 | Less: Preferred Stock | (Worksheet M, ln. 2, col. (E)) | [6 empty] | 0
158 | Less: Account 216.1 | (Worksheet M, ln. 3, col. (E)) | [6 empty] | 0
159 | Less: Account 219 | (Worksheet M, ln. 4, col. (E)) | [6 empty] | 249195
160 | Common Stock | (ln 156 - ln 157 - ln 158 - ln 159) | [6 empty] | 104918036.5
|  |  |  | Capital Structure Weighting |  |  | Cost
161 |  | Average $ |  | Actual | Cap Limit |  | (Note S) |  | Weighted
162 | Long Term Debt (Note T) W/S M, ln 11, ln 22, col. (E)) | 25000000 |  | 19.24% | 0% |  | 0.0525 |  | 0.010103
163 | Preferred Stock (ln 157) | 0 |  | 0% | 0% |  | 0 |  | 0
164 | Commone Stock (ln 160) | 104918036.5 |  | 80.76% | 0% |  | 11.49% |  | 0.09279
165 | Total (Sum lns 162 to 164) | 129918036.5 | [5 empty] | WACC= | 0.10289
166 | Capital Structure Equity Limit (Note U) | 100%
AEP East Companies
Transmission Cost of Service Formula Rate
Utilizing Actual Cost Data for 2013 with Average Ratebase Balances
WHEELING POWER COMPANY
Letter |  |  | Notes
General Notes: a) References to data from Worksheets are indicated as: Worksheet X, Line#.Column.X
A | Revenue credits include:
1) Forfeited Discounts.
2) Miscellaneous Service Revenues.
3) Rental revenues earned on assets included in the rate base.
4) Revenues for associated business projects provided by employees whose labor and overhead costs are in the transmission cost of service.
5) Other electric revenues.
6) Revenues for grandfathered PTP contracts included in the load divisor.
See Worksheet E for details.
B | The annual and monthly net plant carrying charges on page 1 are used to compute the revenue requirement for RTEP sponsored upgrades or those projects receiving approved incentive-ROE's.
C | Transmission Plant balances in this study reflect the average of the balances at December 31, 2012 and December 31, 2013.
D | The total-company balances shown for Accounts 281, 282, 283, 190 only reflect ADIT that relates to utility operations. The balance of Account 255 is reduced by prior flow
throughs and is completely excluded if the utility chose to utilize amortization of tax credits against FIT expense. An exception to this is pre-1971 ITC balances, which are
required to be taken as an offset to rate base. Account 281 is not allocated. In compliance with FERC Rulemaking RM02-7-000, Asset Retirement Obligation deferrals have
been removed from ratebase. Transmission ADIT allocations are shown on WS B.
The company will not include the ADIT portion of deferred hedge gains and losses in rate base.
E | Cash Working Capital assigned to transmission is one-eighth of O&M allocated to transmission, as shown on line 88. It excludes:
1) Load Scheduling & Dispatch Charges in account 561 that are collected in the OATT Ancilliary Services Revenue, as shown on line 85.
2) AEP transmission equalization transfers, as shown on line 86
3) The impact of state regulatory deferrals and amortizations, as shown on line 87
4) All A&G Expenses, as shown on line 103.
F | Consistent with Paragraph 657 of Order 2003-A, the amount on line 77 is equal to the balance of IPP System Upgrade Credits owed to transmission customers that
made contributions toward the construction of System upgrades, and includes accrued interest and unreturned balance of contributions. The annual interest
expense is included on line 135.
G | Removes from the cost of service the Load Scheduling and Dispatch expenses booked to accounts 561.1 through 561.8. Expenses recorded in these accounts, with the exception of 561.4 & 561.8 (lines 15 & 16 above) are recovered in Schedule 1A, OATT ancillary services rates. See Worksheet F, lines 5 through 14, for descriptions and the Form 1 Source of these accounts' balances.
H | Removes cost of transmission service provided by others to determine the basis of cash working capital on line 88. To the extent such service is incurred to provide the PJM service at issue, e.g. transmission equalization agreement, such costs are added back on lines 105 and 106 to determine the total O&M collected in the formula. The amounts on lines 105 and 106 are also excluded in the calculation of the FCR percentage calculated on lines 5 through 11.
The addbacks on lines 105 and 106 of activity recorded in 565 represents inter-company sales or purchases of transmission capacity necessary to meet each AEP company's transmission load relative to their available transmission capacity.
The company records referenced on lines 105 and 106 is the WHEELING POWER COMPANY general ledger.
I | Removes the impact of state regulatory deferrals or their amortization from O&M expense. applicable only for state regulatory purposes.
J | General Plant and Administrative & General expenses, other than in accounts 924, 928, and 930, will be functionalized based on the Wages & Salaries "W/S" allocator. The allocation basis for accounts 924, 928 and 930 are separately presented in the formula. A change in the allocation method for an account must be approved via a 205 filing with the FERC.
K | These deductions on lines 91 through 93 are to remove from the cost of service the expenses recorded by the company for Postemployment Benefits Other than Pensions (PBOP). See Note M below for the recoverable PBOP expense.
L | Expenses reported for these A&G accounts will be included in the cost of service only to the extent they are directly assignable to transmission service. Worksheet F allocates
these expense items. Acct 928 Includes Regulatory Commission expenses itemized in FERC Form-1 at page 351, column H. FERC Assessment Fees and Annual Charges
shall not be allocated to transmission. Only safety-related and educational advertising costs in Account 930.1 are included in the TCOS. Account 930.2 includes the
expenses incurred by the transmission function for Associated Business Development revenues given as a credit to the TCOS on Worksheet E.
M | See note K above. Per the settlement in Docket ER08-1329, recoverable PBOP expense is based on an annual total for the operating companies that is ratioed to them based on the total of actual annual PBOP costs, including charges from the AEP Service Corportation. The calculation of the recoverable amount for each company is shown on Worksheet O, and the process for updating the annual total is documented on Attachment F, Allowable PBOP Expense Formula.
N | Includes only FICA, unemployment, highway, property and other assessments charged in the current year. Gross receipts, sales & use and taxes related to income are excluded.
O | The currently effective income tax rate, where FIT is the Federal income tax rate; SIT is the State income tax rate, and p =
the percentage of federal income tax deductible for state income taxes. See Worksheet G for the development of the Company's composite SIT.
A utility that elected to utilize amortization of tax credits against taxable income, rather than book tax credits to Account No. 255 and reduce rate base,
must reduce its income tax expense by the amount of the Amortized Investment Tax Credit (Form 1, 266.8.f)
(ln 130) multiplied by (1/1-T) . If the applicable tax rates are zero enter 0.
| Inputs Required: | FIT = | 35%
|  | SIT= | 6.99% | (State Income Tax Rate or Composite SIT. Worksheet G))
|  | p = | 0% | (percent of federal income tax deductible for state purposes)
P | Removes plant excluded from the OATT because it does not meet the PJM's definition of Transmission Facilities or is otherwise ineligible to be recovered under the OATT.
Q | Removes transmission plant (e.g. step-up transformers) included in the development of OATT ancillary service rates and not already removed for reasons indicated in Note P.
R | Includes functional wages & salaries billed by AEP Service Corporation for support of the operating company.
S | Long Term Debt cost rate = long-term interest (ln 153) / long term debt (ln 162). Preferred Stock cost rate = preferred dividends (ln 154) / preferred outstanding (ln 163).
Common Stock cost rate (ROE) = 11.49%, the rate accepted by FERC in Docket No. ER08-1329. It includes an additional 50 basis points for PJM RTO membership.
Interest expense for the true-up WACC is based on actual expenses for the true-up year. The amount of eligible hedging gains or losses included in total interest expense is limited to five basis points of the true-up capital structure. Details and calculations of the true-up weighted average cost of capital are shown on Worksheet M. Eligible Hedging Gains and Losses are defined in the Formula Protocols in the tariff, and on Worksheet M.
T | This note only applies to Indiana Michigan Power Company.
U | Per Settlement, equity for WHEELING POWER COMPANY is limited to 100% of Capital Structure. If the percentage of equity exceeds the cap, the excess is included in weighted percentage of long term debt in the capital structure.
During the period ended December 31, 2011 the equity cap is in effect. During this period, a change in the cap percentage must be approved via a 205 filing with the FERC.
Common Stock cost rate (ROE) = 11.49%, the rate accepted by FERC in Docket No. ER08-1329. It includes an additional 50 basis points for remaining a member of the PJM RTO.
APCo_TU_Allocators
[6 empty] | DA | 1
[6 empty] | GP(h) | 0.41232
[6 empty] | GTD | 0
[6 empty] | NA | 0
[6 empty] | NP(h) | 0.44081
[6 empty] | TP | 1
[6 empty] | TP1 | 1
[6 empty] | W/S | 0.072286

## WPCo WS A - RB Support
AEP East Companies
Cost of Service Formula Rate Using 2013 FF1 Balances
Worksheet A Supporting Plant Balances
WHEELING POWER COMPANY
|  | (A) | (B) | (C) | (D) | (E)
Line |  |  |  | Balance @ December 31, 2013 | Balance @ December 31, 2012 | Average Balance for 2013
Number |  | Rate Base Item & Supporting Balance | Source of Data
NOTE: Functional ARO investment and accumulated depreciation balances shown below are included in the total functional balances shown here.
Plant Investment Balances
1 |  | Production Plant In Service | FF1, page 205 Col.(g) & pg. 204 Col. (b), ln 46 | 0 | 0 | 0
2 |  | Production Asset Retirement Obligation (ARO) | FF1, page 205&204, Col.(g)&(b), lns 15,24,34,44 | 0 | 0 | 0
3 |  | Transmission Plant In Service | FF1, page 207 Col.(g) & pg. 206 Col. (b), ln 58 | 112649133 | 88587641 | 100618387
4 |  | Transmission Asset Retirement Obligation | FF1, page 207 Col.(g) & pg. 206 Col. (b), ln 57 | 0 | 0 | 0
5 |  | Distribution Plant In Service | FF1, page 207 Col.(g) & pg. 206 Col. (b), ln 75 | 144844479 | 132072558 | 138458518.5
6 |  | Distribution Asset Retirement Obligation | FF1, page 207 Col.(g) & pg. 206 Col. (b), ln 74 | 0 | 0 | 0
7 |  | General Plant In Service | FF1, page 207 Col.(g) & pg. 206 Col. (b), ln 99 | 5192451 | 5034700 | 5113575.5
8 |  | General Asset Retirement Obligation | FF1, page 207 Col.(g) & pg. 206 Col. (b), ln 98 | 34819 | 34819 | 34819
9 |  | Intangible Plant In Service | FF1, page 205 Col.(g) & pg. 204 Col. (b), ln 5 | 865170 | 982428 | 923799
10 |  | Total Property Investment Balance | (Sum of Lines: 3, 1, 5, 7, 9) | 263551233 | 226677327 | 245114280
11 |  | Total ARO Balance (included in total on line 10) | (Sum of Lines: 4, 2, 6, 8) | 34819 | 34819 | 34819
Accumulated Depreciation & Amortization Balances
12 |  | Production Accumulated Depreciation | FF1, page 219, lns 20-24, Col. (b) | 0 | 0 | 0
13 |  | Production ARO Accumulated Depreciation | Company Records - Note 1 | 0 | 0 | 0
14 |  | Transmission Accumulated Depreciation | FF1, page 219, ln 25, Col. (b) | 22705252 | 20227192 | 21466222
15 |  | Transmission ARO Accumulated Depreciation | Company Records - Note 1 | 0 | 0 | 0
16 |  | Distribution Accumulated Depreciation | FF1, page 219, ln 26, Col. (b) | 39195741 | 41591445 | 40393593
17 |  | Distribution ARO Accumulated Depreciation | Company Records - Note 1 | 0 | 0 | 0
18 |  | General Accumulated Depreciation | FF1, page 219, ln 28, Col. (b) | 2488016 | 2531284 | 2509650
19 |  | General ARO Accumulated Depreciation | Company Records - Note 1 | 19225.16 | 18390.68 | 18807.92
20 |  | Intangible Accumulated Amortization | FF1, page 200, ln 21, Col. (b) | 679470 | 742028 | 710749
21 |  | Total Accumulated Depreciation or Amortization | (Sum of Lines: 14, 12, 16, 18, 20) | 65068479 | 65091949 | 65080214
22 |  | Total ARO Balance (included in total on line 21) | (Sum of Lines: 15, 13, 17, 19) | 19225.16 | 18390.68 | 18807.92
Generation Step-Up Units
23 |  | GSU Investment Amount | Company Records - Note 1 | 0 | 0 | 0
24 |  | GSU Accumulated Depreciation | Company Records - Note 1 | 0 | 0 | 0
25 |  | GSU Net Balance | (Line 23 - Line 24) | 0 | 0 | 0
Transmission Accumulated Depreciation Net of GSU Accumulated Depreciation
26 |  | Transmission Accumulated Depreciation | (Line 14 Above) | 22705252 | 20227192 | 21466222
27 |  | Less: GSU Accumulated Depreciation | (Line 24 Above) | 0 | 0 | 0
28 |  | Subtotal of Transmission Net of GSU | (Line 26 - Line 27) | 22705252 | 20227192 | 21466222
Plant Held For Future Use
29 |  | Plant Held For Future Use | FF1, page 214, ln 47, Col. (d) | 0 | 0 | 0
30 |  | Transmission Plant Held For Future | Company Records - Note 1 | 0 | 0 | 0
Regulatory Assets and Liabilities Approved for Recovery In Ratebase
Note: Regulatory Assets & Liabilities can only be included in ratebase pursuant to a 205 filing with the FERC.
31 | [5 empty] | 0
32 | [5 empty] | 0
33 | [5 empty] | 0
34 | [5 empty] | 0
35 | [5 empty] | 0
36 |  | Total Regulatory Deferrals Included in Ratebase |  | 0 | 0 | 0
NOTE 1 | On this worksheet, "Company Records" refers to AEP's property accounting ledger.
NOTE: The ratebase should not include the unamoritzed balance of hedging gains or losses.

## WPCo WS B ADIT & ITC
AEP East Companies
Cost of Service Formula Rate Using 2013 FF1 Balances
Worksheet B Supporting ADIT and ITC Balances
WHEELING POWER COMPANY
|  | (A) | (B) | (C) | (D) | (E)
Line |  |  |  | Balance @ December 31, 2013 | Balance @ December 31, 2012 | Average Balance for 2013
Number |  | Description | Source
1 |  | Account 281
2 |  | Year End Utility Deferrals | FF1, p. 272 - 273, ln 8, Col. (k) | 0 | 0 | 0
3 |  | Less: ARO Related Deferrals | Company Records - Note 1 | 0 | 0 | 0
4 |  | Less: Other Excluded Deferrals | Company Records - Note 1 | 0 | 0 | 0
5 |  | Transmission Related Deferrals | Ln 2 - ln 3 - ln 4 | 0 | 0 | 0
6 |  | Account 282
7 |  | Year End Utility Deferrals | FF1, p. 274 - 275, ln 5, Col. (k) | 36689922 | 29722622 | 33206272
8 |  | Less: ARO Related Deferrals | Company Records - Note 1 | -1578 | -994 | -1286
9 |  | Less: Other Excluded Deferrals | Company Records - Note 1 | 16811643 | 14802472 | 15807057.5
10 |  | Transmission Related Deferrals | Ln 7 - ln 8 - ln 9 | 19879857 | 14921144 | 17400500.5
11 |  | Account 283
12 |  | Year End Utility Deferrals | FF1, p. 276 - 277, ln 9, Col. (k) | 3942834 | 3862468 | 3902651
13 |  | Less: ARO Related Deferrals | Company Records - Note 1 | 0 | 0 | 0
14 |  | Less: Other Excluded Deferrals | Company Records - Note 1 | 3620980 | 3541229 | 3581104.5
15 |  | Transmission Related Deferrals | Ln 12 - ln 13 - ln 14 | 321854 | 321239 | 321546.5
16 |  | Account 190
17 |  | Year End Utility Deferrals | FF1, p. 234, ln 8, Col. (c) | 2796633 | 2710890 | 2753761.5
18 |  | Less: ARO Related Deferrals | Company Records - Note 1 | 42850 | 40281 | 41565.5
19 |  | Less: Other Excluded Deferrals | Company Records - Note 1 | 1981174 | 2414850 | 2198012
20 |  | Transmission Related Deferrals | Ln 17 - ln 18 - ln 19 | 772609 | 255759 | 514184
21 |  | Account 255
22 |  | Year End ITC Balances | FF1, p. 266-267, ln 8, Col. (h) | 10622 | 27057 | 18839.5
23 |  | Less: Balances Not Qualified for Ratebase | Company Records - Note 1 | 0 | 0 | 0
24 |  | ITC Balances Includeable Ratebase | Ln 22 - ln 23 | 10622 | 27057 | 18839.5
25 |  | Transmission Related Deferrals | Company Records - Note 1 | 3511 | 8892 | 6201.5
NOTE 1 | On this worksheet, "Company Records" refers to AEP's tax accounting ledger.
NOTE 2 | ADIT balances should exclude balances related to hedging activity.

## WPCo WS C - Working Capital
AEP East Companies
Cost of Service Formula Rate Using 2013 FF1 Balances
Worksheet C Supporting Working Capital Rate Base Adjustments
WHEELING POWER COMPANY
| (A) | (B) | ( C ) | (D) | (E) | (F) | (G) | (H) | (I)
Materials & Supplies
Line |  |  |  | Balance @ December 31, 2013 | Balance @ December 31, 2012 | Average Balance for 2013
Number |  |  | Source
1
2 |  | Transmission Materials & Supplies | FF1, p. 227, ln 8, Col. (c) & (b) | 1395 | 1614 | 1504.5
3 |  | General Materials & Supplies | FF1, p. 227, ln 11, Col. (c) & (b) | 3880 | 1519 | 2699.5
4 |  | Stores Expense (Undistributed) | FF1, p. 227, ln 16, Col. (c) & (b) | 0 | 0 | 0
Prepayment Balance Summary
[5 empty] | 100% | Transmission | Transmission | Total Included
|  |  | Average of | Excludable | Transmission | Plant | Labor | in Ratebase
5 |  |  | YE Balance | Balances | Related | Related | Related | (E)+(F)+(G)
6 |  | Totals as of December 31, 2013 | 454484 | -7211920 | 0 | 144950 | 7521454 | 7666404
7 |  | Totals as of December 31, 2012 | 395614 | -7804737 |  | 152876 | 8047475 | 8200351
8 |  | Average Balance | 425049 | -7508328.5 | 0 | 148913 | 7784464.5 | 7933377.5
Prepayments Account 165 - Balance @ 12/31/2013
[5 empty] | 100% | Transmission | Transmission | Total Included
|  |  | 2013 | Excludable | Transmission | Plant | Labor | in Ratebase
9 | Acc. No. | Description | YE Balance | Balances | Related | Related | Related | (E)+(F)+(G) | Explanation
10 | 1650001 | Prepaid Insurance | 42064 | 0 |  | 42064 |  | 42064 | Plant Related Insurance Policies
11 | 165000213 | Prepaid Taxes | 309534 | 309534 |  |  |  | 0 | Prepaid Taxes-Distribution
12 | 1650010 | Prepaid Pension Benefits | 7521454 |  |  |  | 7521454 | 7521454 | Prefunded Pension Expense
13 | 1650014 | FAS 158 Qual Contra Asset | -7521454 | -7521454 |  |  |  | 0 | SFAS 158 Offset
14 | 1650016 | FAS 112 ASSETS | 0 | 0 |  |  | 0 | 0
15 | 1650021 | Prepaid Insurance - EIS | 102885.7 | 0 |  | 102885.7 |  | 102885.7
|  | Subtotal - Form 1, p 111.57.c | 454483.7 | -7211920 | 0 | 144949.7 | 7521454 | 7666403.7
Prepayments Account 165 - Balance @ 12/31/ 2012
[5 empty] | 100% | Transmission | Transmission | Total Included
|  |  | 2012 | Excludable | Transmission | Plant | Labor | in Ratebase
16 | Acc. No. | Description | YE Balance | Balances | Related | Related | Related | (E)+(F)+(G) | Explanation
17 | 1650001 | Prepaid Insurance | 43469 |  |  | 43469 |  | 43469 | Plant Related Insurance Policies
18 | 165000212 | Prepaid Taxes | 242738 | 242738 |  | 0 |  | 0 | Prepaid Taxes
19 | 1650010 | Prepaid Pension Benefits | 8047475 |  |  |  | 8047475 | 8047475 | Prefunded Pension Expense
20 | 1650014 | FAS 158 Qual Contra Asset | -8047475 | -8047475 |  |  |  | 0 | SFAS 158 Offset
21 | 1650016 | FAS 112 ASSETS | 0 | 0 |  |  |  | 0
| 1650021 | Prepaid Insurance - EIS | 109407 |  |  | 109407 |  | 109407 | Energy INS Services
|  | Subtotal - Form 1, p 111.57.d | 395614 | -7804737 |  | 152876 | 8047475 | 8200351

## WPCo WS D IPP Credits
AEP East Companies
Cost of Service Formula Rate Using 2013 FF1 Balances
Worksheet D Supporting IPP Credits
WHEELING POWER COMPANY
Line | (A) | (B)
Number | Description | 2013
1 | Net Funds from IPP Customers 12/31/2012 (2013 FORM 1, P269, line 24.b) | 0
2 | Interest Accrual (Company Records - Note 1) | 0
3 | Revenue Credits to Generators (Company Records - Note 1) | 0
4 | Other Adjustments
5 | Accounting Adjustment (Company Records - Note 1) | 0
6 |  | 0
7 | Net Funds from IPP Customers 12/31/2013 (2013 FORM 1, P269, line 24.f) | 0
8 | Average Balance for Year as Indicated in Column ((ln 1 + ln 7)/2) | 0
Note 1 | On this worksheet Company Records refers to WHEELING POWER COMPANY's general ledger.
Line No. | Account 2530067 | I&M
1 | Funds from IPP Customers | -8144788.9
2 | Transimission Credits given back over the years:
3 | 2002 | 90104.34
4 | 2003 | -23688.75
5 | 2004 | 33506.34
6 | 2005 | 90818.93
7 | 2006 | 45035.4
8 | 2007 | 3217556.62
9 |  | 3453332.88
10
11 | Net balance of IPP Funds Received Credited Back | -4691456.02
12 | Interest Accrued over the years:
13 | 2002 | 0
14 | 2003 | -215249.01
15 | 2004 | -229391.09
16 | 2005 | -396663.92
17 | 2006 | -588681.24
18 | 2007 | -683688
19 |  | -2113673.26
20 | Net Funds from IPP Customers 12/31/2007 (FORM 1, P269, line 7(f)) | -6805129.28

## WPCo WS E Rev Credits
AEP East Companies
Cost of Service Formula Rate Using 2013 FF1 Balances
Worksheet E Supporting Revenue Credits
WHEELING POWER COMPANY
Line |  | Total | Non-
Number | Description | Company | Transmission | Transmission
1 | Account 450, Forfeited Discounts (FF1 p.300.16.(b); Company Records - Note 1) | 149258 | 149258 | 0
2 | Account 451,Miscellaneous Service Revenues (FF1 p.300.17.(b); Company Records - Note 1) | 1382 | 1382 | 0
3 | Account 454, Rent from Electric Property (FF1 p.300.19.(b); Company Records - Note 1) | -165677 | -360110 | 194433
4 | Account 4560015, Associated Business Development - (Company Records - Note 1) | 118985 | 118985 | 0
5 | Account 456 - Other Electric Revenues - (Company Records - Note 1) | 15852999 | 14474457 | 1378542
6 | Subtotal - Other Operating Revenues (Company Total equals (FF1 p. 300.26.(b)) | 15956947 | 14383972 | 1572975
7 | Accounts 4470004 & 5, Revenues from Grandfathered Transmission Contracts - (Company Records - Note 1) | 0 | 0 | 0
8 | Total Other Operating Revenues To Reduce Revenue Requirement | 15956947 | 14383972 | 1572975
Note 1 | The total company data on this worksheet comes from the indicated FF1 source, or WHEELING POWER COMPANY's general ledger. The functional amounts identified as transmission revenue also come from the general ledger.

## WPCo WS F Misc Exp
AEP East Companies
Cost of Service Formula Rate Using 2013 FF1 Balances
Worksheet F Supporting Allocation of Specific O&M or A&G Expenses
WHEELING POWER COMPANY
| (A) | (B) | (C) | (D) | (E) | (F)
100%
Line |  |  | 2013 | 100% | Transmission
Number | Item No. | Description | Expense | Non-Transmission | Specific | Explanation
Regulatory O&M Deferrals & Amortizations
1 | 5700005 | Maint Station-Reliability-Df | 0
2
3
4 |  | Total | 0
Detail of Account 561 Per FERC Form 1
5 | FF1 p 321.84.b | 561 - Load Dispatching | 0
6 | FF1 p 321.85.b | 561.1 - Load Dispatch - Reliability | 1503
7 | FF1 p 321.86.b | 561.2 - Load Dispatch - Monitor & Operate Trans System | 108688
8 | FF1 p 321.87.b | 561.3 - Load Dispatch - Trans Service & Scheduling | 0
9 | FF1 p 321.88.b | 561.4 - Scheduling, System Control & Dispatch | -4212
10 | FF1 p 321.89.b | 561.5 - Reliability, Planning and Standards Development | 19110
11 | FF1 p 321.90.b | 561.6 - Transmission Service Studies | 0
12 | FF1 p 321.91.b | 561.7 - Generation Interconnection Studies | 0
13 | FF1 p 321.92.b | 561.8 - Reliability, Planning and Standards Development Services | 0
14 |  | Total of Account 561 | 125089
Account 928
15 | 9280000 | Regulatory Commission Exp | 0 | 0 | 0
16 | 9280001 | Regulatory Commission Exp-Adm | 0 | 0 | 0
17 | 9280002 | Regulatory Commission Exp-Case | 0 | 0 | 0
18 |  | Total | 0 | 0 | 0
Account 930.1
19 | 9301000 | General Advertising Expenses | 4.49 | 4.49 | 0
20 | 9301001 | Newspaper Advertising Space | 0 | 0 | 0
21 | 9301002 | Radio Station Advertising Time | 7.74 | 7.74
22 | 9301007 | Special Adv Space & Prod Exp | 0 | 0 | 0
23 | 9301008 | Direct Mail and Handouts | 0 | 0 | 0
24 | 9301009 | Fairs, Shows, and Exhibits | 0 | 0 | 0
25 | 9301010 | Publicity | 178.74 | 178.74 | 0
26 | 9301011 | Dedications, Tours, & Openings | 0 | 0 | 0
27 | 9301012 | Public Opinion Surveys | 1043.27 | 1043.27 | 0
28 | 9301014 | Video Communications | 1.09 | 1.09 | 0
29 | 9301015 | Other Corporate Comm Exp | 1606.34 | 1606.34 | 0
30 |  | Total | 2841.67 | 2841.67 | 0
Account 930.2
31 | 9302000 | Misc General Expenses | 23914.59 | 23914.59
32 | 9302003 | Corporate & Fiscal Expenses | 1634.25 | 1634.25
33 | 9302004 | Research, Develop&Demonstr Exp | 765.35 | 765.35
34 | 9302006 | Assoc Bus Dev-Materials Sold | 4643.77 | 4643.77
35 | 9302007 | Assoc Business Development Exp | 88949.08 | 88173.08 | 776
36 |  | Total | 119907.04 | 119131.04 | 776

## WPCo WS G State Tax Rate
AEP East Companies
Cost of Service Formula Rate Using 2013 FF1 Balances
Worksheet G Supporting - Development of Composite State Income Tax Rate
WHEELING POWER COMPANY
| West Virginia Corporate Income Tax | 7%
| Apportionment Factor - Note 2 | 99.92%
| Effective State Tax Rate |  | 6.99%
| State Income Tax Rate - Ohio | 0%
| Phase-out Factor Note 1 | 0%
| Apportionment Factor - Note 2 | 0%
| Effective State Tax Rate |  | 0%
| Total Effective State Income Tax Rate |  | 6.99%
Note 1 | The Ohio State Income Tax is being phased-out prorata over a 5 year period from 2005 through 2009. The taxable portion of income is 20% in 2009. The phase-out factors can be found in the Ohio Revised Code at 5733.01(G)2(a)(v). This tax has been replaced with a Commercial Activites Tax that is included in Schedule H and H-1.
Note 2 | Apportionment Factors are determined as part of the Company's annual tax return for that jurisdiction.
N

## WPCo WS H Other Taxes
AEP East Companies
Cost of Service Formula Rate Using 2013 FF1 Balances
Worksheet H Supporting Taxes Other than Income
WHEELING POWER COMPANY
| (A) | (B) | (C) | (D) | (E) | (F)
Line |  | Total
No. | Account | Company | Property | Labor | Other | Non-Allocable
NOTE 1
1 | Revenue Taxes
2 | Gross Receipts Tax | 3958248 |  |  |  | 3958248
3 | Real Estate and Personal Property Taxes
4 | Real and Personal Property - West Virginia | 1829251 | 1829251
5 | Real and Personal Property - Other | 0 | 0
6 | Payroll Taxes
7 | Federal Insurance Contribution (FICA ) | 162468 |  | 162468
8 | Federal Unemployment Tax | 1619 |  | 1619
9 | State Unemployment Insurance | 6384 |  | 6384
10 | Production Taxes
11 | State Severance Taxes | 0 |  |  |  | 0
12 | Miscellaneous Taxes
13 | State Business & Occupation Tax | 2046343 |  |  |  | 2046343
14 | State Public Service Commission Fees | 602326 |  |  | 602326
15 | State Franchise Taxes | 6410 |  |  | 6410
16 | State Lic/Registration Fee | 25 |  |  | 25
17 | Misc. State and Local Tax | 0 |  |  | 0
18 | Sales & Use | 97 |  |  |  | 97
19 | Federal Excise Tax | 0 |  |  |  | 0
20 | Michigan Single Business Tax | 0 |  |  |  | 0
21 | Total Taxes by Allocable Basis | 8613171 | 1829251 | 170471 | 608761 | 6004688
(Total Company Amount Ties to FFI p.114, Ln 14,(c))
NOTE 1: The detail of each total company number and its source in the FERC Form 1 is shown on WS H-1.
Functional Property Tax Allocation
|  | Production | Transmsission | Distribution | General | Total
22 | Functionalized Net Plant (Hist. TCOS, Lns 212 thru 222) | 0 | 89943881 | 105648738 | 2688841.16 | 198281460.16
WEST VIRGINA JURISDICTION
23 | Percentage of Plant in WEST VIRGINA JURISDICTION |  | 100% | 100% | 100%
24 | Net Plant in WEST VIRGINA JURISDICTION (Ln 22 * Ln 23) | 0 | 89943881 | 105648738 | 2688841.16 | 198281460.16
25 | Less: Net Value of Exempted Generation Plant | 0
26 | Taxable Property Basis (Ln 24 - Ln 25) | 0 | 89943881 | 105648738 | 2688841.16 | 198281460.16
27 | Relative Valuation Factor |  | 100% | 100% | 100% | 3
28 | Weighted Net Plant (Ln 26 * Ln 27) | 0 | 89943881 | 105648738 | 2688841.16
29 | General Plant Allocator (Ln 28 / (Total - General Plant)) | 0% | 45.99% | 54.01% | -100%
30 | Functionalized General Plant (Ln 29 * General Plant) | 0 | 1236472.064 | 1452369 | -2688841 | 0
31 | Weighted WEST VIRGINA JURISDICTION Plant (Ln 28 + 30) | 0 | 91180353.064 | 107101107 | 0.16 | 198281460.16
32 | Functional Percentage (Ln 31/Total Ln 31) | 0% | 45.99% | 54.01%
33 | Functionalized Expense in WEST VIRGINA JURISDICTION | 0 | 841186.8255 | 988064.1736 |  | 1829251
34 | Total Other Jurisdictions: (Line 5 * Net Plant Allocator) |  | 0 |  |  | 0
35 | Total Func. Property Taxes (Sum Lns 33, 34) | 0 | 841186.8255 | 988064.1736 |  | 1829251
#REF!

## WPCo WS H-1-Detail of Tax Amts
AEP East Companies
Cost of Service Formula Rate Using 2008 FF1 Balances
Worksheet H-1 Form 1 Source Reference of Company Amounts on WS H
WHEELING POWER COMPANY
| (A) | (B) | (C) | (D)
Line |  | Total | FERC FORM 1
No. | Annual Tax Expenses by Type (Note 1) | Company | Tie-Back | FERC FORM 1 Reference
1 | Revenue Taxes
2 | Gross Receipts Tax | 3958248
|  |  | 3958248 | P.263 ln 37 (i)
3 | Real Estate and Personal Property Taxes
4 | Real and Personal Property - West Virginia | 1829251
|  |  | 868972 | P.263 ln 26 (i)
|  |  | 958182 | P.263 ln 27 (i)
|  |  | 439 | P.263 ln 30 (i)
|  |  | -591 | P.263 ln 31 (i)
|  |  | 2249 | P.263 ln 32 (i)
5 | Real and Personal Property - Ohio | 0
6 | Payroll Taxes
7 | Federal Insurance Contribution (FICA ) | 162468
|  |  | 162468 | P.263 ln 4 (i)
8 | Federal Unemployment Tax | 1619
|  |  | 1619 | P.263 ln 5 (i)
9 | State Unemployment Insurance | 6384
|  |  | 6384 | P.263 ln 38 (i)
10 | Production Taxes
11 | State Severance Taxes | 0
12 | Miscellaneous Taxes
13 | Muni Business & Occupation Tax | 2046343
|  |  | 2046343 | P.263.1 ln 8 (i)
14 | State Public Service Commission Fees | 602326
|  |  | 235710 | P.263 ln 39 (i)
|  |  | 366616 | P.263 ln 40 (i)
15 | State Franchise Taxes | 6410
|  |  | -774 | P.263 ln 23 (i)
|  |  | 1184 | P.263 ln 24 (i)
|  |  | 6000 | P.263.1 ln 9 (i)
|  |  | 0 | P.263.1 ln 10 (i)
16 | State Lic/Registration Fee | 25
|  |  | 25 | P.263.1 ln 2 (i)
|  |  | 0 | P.263.1 ln 10 (i)
|  |  | 0 | P.263.1 ln 14 (i)
|  |  | 0 | P.263.1 ln 16 (i)
17 | Misc. State and Local Tax | 0
18 | Sales & Use | 97
|  |  | 97 | P.263 ln 35 (i)
19 | Federal Excise Tax | 0
20 | Michigan Single Business Tax | 0
21 | Total Taxes by Allocable Basis | 8613171 | 8613171
(Total Company Amount Ties to FFI p.114, Ln 14,(c))
Note 1: The taxes assessed on each operating company can differ from year to year and between operating companies by both the type of taxes and the states in which they were assessed. Therefore, for each company, the types and jurisdictions of tax expense recorded on this page could differ from the same page in the same company's prior year template or from this page in other operating companies' current year templates. For each update, this sheet will be revised to ensure that the total activity recorded hereon equals the total reported in account 408.1 on P. 114, Ln 14 of the Ferc Form 1.

## WPCo WS I Projected Plant
AEP East Companies
Cost of Service Formula Rate Using 2013 FF1 Balances
Worksheet I Supporting Transmission Plant in Service Additions
WHEELING POWER COMPANY
( A ) | ( B ) | ( C ) | ( D ) | ( E ) | ( F ) | ( G ) | ( H ) | ( I )
I. | Calculation of Composite Depreciation Rate
1 |  | Transmission Plant @ Beginning of Historic Period (2013) (P.206, ln 58,(b)): |  |  |  |  | 88587641
2 |  | Transmission Plant @ End of Historic Period (2013) (P.207, ln 58,(g)): |  |  |  |  | 112649133
3 | [6 empty] | 201236774
4 |  | Average Balance of Transmission Investment |  |  |  |  | 100618387
5 |  | Annual Depreciation Expense, Historic TCOS, ln 276 |  |  |  |  | 2509273
6 |  | Composite Depreciation Rate |  |  |  |  | 2.494%
7 |  | Round to 2.49% to Reflect a Composite Life of 40 Years |  |  |  |  | 2.49%
II. | Calculation of Property Placed in Service by Month and the Related Depreciation Expense
8 |  | Month in Service | Capitalized Balance | Composite Annual Depreciation Rate | Annual Depreciation | Monthly Depreciation | No. Months Depreciation | First Year Depreciation Expense
9 |  | January | 393780 | 2.49% | 9805.122 | 817 | 11 | 8987
10 |  | February | 158244 | 2.49% | 3940.2756 | 328 | 10 | 3280
11 |  | March | 315903 | 2.49% | 7865.9847 | 655 | 9 | 5895
12 |  | April | 298263 | 2.49% | 7426.7487 | 619 | 8 | 4952
13 |  | May | 298426 | 2.49% | 7430.8074 | 619 | 7 | 4333
14 |  | June | 292486 | 2.49% | 7282.9014 | 607 | 6 | 3642
15 |  | July | 302036 | 2.49% | 7520.6964 | 627 | 5 | 3135
16 |  | August | 296850 | 2.49% | 7391.565 | 616 | 4 | 2464
17 |  | September | 286197 | 2.49% | 7126.3053 | 594 | 3 | 1782
18 |  | October | 280258 | 2.49% | 6978.4242 | 582 | 2 | 1164
19 |  | November | 278908 | 2.49% | 6944.8092 | 579 | 1 | 579
20 |  | December | 5895647 | 2.49% | 146801.6103 | 12233 | 0 | 0
21 |  | Investment | 9096998 |  |  |  | Depreciation Expense | 40213
III. | Plant Transferred
22 |  |  | 0 | <== This input area is for original cost plant
23 |  |  | 0 | <== This input area is for accumulated depreciation that may be associated with capital
expenditures. It would have an impact if a company had assets transferred from a subsidiary.
24 | (Ln 7 * Ln 22) |  | 0 | <== This input area is for additional Depreciation Expense
IV. | List of Major Projects Expected to be In-Service in 2014
[6 empty] | Estimated Cost (000's) | Month in Service
25 | Major Zonal Projects
26 | N/A |  |  |  |  | 0 | Multiple
27 |  |  |  |  | Subtotal | 0
28 | PJM Socialized/Beneficiary Allocated Regional Projects
29 | N/A |  |  |  |  | 0
30 |  |  |  |  | Subtotal | 0

## WPCo WS J PROJECTED RTEP RR
AEP East Companies
Cost of Service Formula Rate Using 2013 FF1 Balances
Worksheet J Supporting Calculation of PROJECTED PJM RTEP Project Revenue Requirement Billed to Benefiting Zones
WHEELING POWER COMPANY
[12 empty] | Page 1 of | 2 | 1
| I. | Calculate Return and Income Taxes with basis point ROE increase for Projects Qualified for Regional Billing.
A. Determine 'R' with hypothetical basis point increase in ROE for Identified Projects
|  | ROE w/o incentives (Projected TCOS, ln 164) |  |  | 11.49%
|  | Project ROE Incentive Adder |  |  |  | <==ROE Adder Cannot Exceed 125 Basis Points
|  | ROE with additional basis point incentive |  |  | 11.49% | <== ROE Including Incentives Cannot Exceed 12.74% Until July 1, 2012
Determine R ( cost of long term debt, cost of preferred stock and equity percentage is from the Projected TCOS, lns 162 through164)
|  |  | % | Cost | Weighted cost
|  | Long Term Debt | 17.33% | 5.25% | 0.9099%
|  | Preferred Stock | 0% | 0% | 0% |  |  |  | SUMMARY OF PROJECTED ANNUAL RTEP REVENUE REQUIREMENTS
|  | Common Stock | 82.67% | 11.49% | 9.499%
|  |  |  | R = | 10.41% | [5 empty] | Rev Require | W Incentives | Incentive Amounts
|  | B. Determine Return using 'R' with hypothetical basis point ROE increase for Identified Projects. | [6 empty] | PROJECTED YEAR | 2014 | 33234.4109 | 33234.4109 | 0
|  | Rate Base (Projected TCOS, ln 78) |  |  | 77983335.1591
|  | R (from A. above) |  |  | 10.41%
|  | Return (Rate Base x R) |  |  | 8116947.1275
C. Determine Income Taxes using Return with hypothetical basis point ROE increase for Identified Projects.
|  | Return (from B. above) |  |  | 8116947.1275
|  | Effective Tax Rate (Projected TCOS, ln 126) |  |  | 59.69%
|  | Income Tax Calculation (Return x CIT) |  |  | 4845051.1248
|  | ITC Adjustment |  |  | 0
|  | Income Taxes |  |  | 4845051.1248
| II. | Calculate Net Plant Carrying Charge Rate (Fixed Charge Rate or FCR) with hypothetical
basis point ROE increase.
A. Determine Annual Revenue Requirement less return and Income Taxes.
|  | Annual Revenue Requirement (Projected TCOS, ln 1) |  |  |  | 17909131.1881
|  | T.E.A. & Lease Payments (Projected TCOS, Lns 105 & 106) |  |  |  | 0
|  | Return (Projected TCOS, ln 134) |  |  |  | 8116947.1275
|  | Income Taxes (Projected TCOS, ln 133) |  |  |  | 4845051.1248
|  | Annual Revenue Requirement, Less TEA Charges, Return and Taxes |  |  |  | 4947132.9358
B. Determine Annual Revenue Requirement with hypothetical basis point increase in ROE.
|  | Annual Revenue Requirement, Less TEA Charges, Return and Taxes |  |  |  | 4947132.9358
|  | Return (from I.B. above) |  |  |  | 8116947.1275
|  | Income Taxes (from I.C. above) |  |  |  | 4845051.1248
|  | Annual Revenue Requirement, with Basis Point ROE increase |  |  |  | 17909131.1881
|  | Depreciation (Projected TCOS, ln 111) |  |  |  | 2509273
|  | Annual Rev. Req, w/ Basis Point ROE increase, less Depreciation |  |  |  | 15399858.1881
C. Determine FCR with hypothetical basis point ROE increase.
|  | Net Transmission Plant (Projected TCOS, ln 48) |  |  |  | 89943881
|  | Annual Revenue Requirement, with Basis Point ROE increase |  |  |  | 17909131.1881
|  | FCR with Basis Point increase in ROE |  |  |  | 19.91%
|  | Annual Rev. Req, w / Basis Point ROE increase, less Dep. |  |  |  | 15399858.1881
|  | FCR with Basis Point ROE increase, less Depreciation |  |  |  | 17.12%
|  | FCR less Depreciation (Projected TCOS, ln 9) |  |  |  | 15.92%
|  | Incremental FCR with Basis Point ROE increase, less Depreciation |  |  |  | 1.203%
| III. | Calculation of Composite Depreciation Rate
|  | Transmission Plant @ Beginning of Historic Period (2013) (P.206, ln 58,(b)): |  |  |  | 88587641
|  | Transmission Plant @ End of Historic Period (2013) (P.207, ln 58,(g)): |  |  |  | 112649133
|  | Subtotal |  |  |  | 201236774
|  | Average Transmission Plant Balance for 2013 |  |  |  | 100618387
|  | Annual Depreciation Rate (Projected TCOS, ln 111) |  |  |  | 2509273
|  | Composite Depreciation Rate |  |  |  | 2.494%
|  | Depreciable Life for Composite Depreciation Rate |  |  |  | 40.0986
|  | Round to nearest whole year |  |  |  | 40
WPCo Worksheet J - ATRR PROJECTED Calculation for PJM Projects Charged to Benefiting Zones | [11 empty] | Page 2 of | 2 | 1
| IV. | Determine the Revenue Requirement, and Additional Revenue Requirement for facilities receiving incentives.
A. Base Plan Facilities
|  | Facilities receiving incentives accepted by FERC in Docket No. |  |  |  |  | (e.g. ER05-925-000) |  | Current Projected Year ARR |  |  | 0
[9 empty] | Current Projected Year ARR w/ Incentive |  |  | 0
|  | Project Description: | RTEP ID: b1864.1 (Two additional 345/138 kV transformers at Kammer) | [5 empty] | Current Projected Year Incentive ARR |  |  | 0
Details
|  | Investment | 0 | Current Year |  |  |  | 2014 | CUMULATIVE HISTORY OF PROJECTED ANNUAL REVENUE REQUIREMENTS:
|  | Service Year (yyyy) | 2013 | ROE increase accepted by FERC (Basis Points) |  |  |  | 0 | CUMULATIVE HISTORY OF PROJECTED ANNUAL REVENUE REQUIREMENTS:
|  | Service Month (1-12) | 11 | FCR w/o incentives, less depreciation |  |  |  | 15.92% | INPUT PROJECTED ARR (WITH & WITHOUT INCENTIVES) FROM EACH PRIOR YEAR
|  | Useful life | 40 | FCR w/incentives approved for these facilities, less dep. |  |  |  | 15.92% | TEMPLATE BELOW TO MAINTAIN HISTORY OF PROJECTED ARRS OVER THE
|  | CIAC (Yes or No) | No | Annual Depreciation Expense |  |  |  | 0 | LIFE OF THE PROJECT.
|  | Investment | Beginning | Depreciation | Ending | RTEP Rev. Req't. | RTEP Rev. Req't. | Incentive Rev. | RTEP Projected Rev. Req't.From Prior Year Template |  | RTEP Projected Rev. Req't.From Prior Year Template
|  | Year | Balance | Expense | Balance | w/o Incentives | with Incentives ** | Requirement ## | w/o Incentives |  | with Incentives **
|  | 2013 | 0 | 0 | 0 | 0 | 0 | 0
|  | 2014 | 0 | 0 | 0 | 0 | 0 | 0
|  | 2015 | 0 | 0 | 0 | 0 | 0 | 0
|  | 2016 | 0 | 0 | 0 | 0 | 0 | 0
|  | 2017 | 0 | 0 | 0 | 0 | 0 | 0
|  | 2018 | 0 | 0 | 0 | 0 | 0 | 0
|  | 2019 | 0 | 0 | 0 | 0 | 0 | 0
|  | 2020 | 0 | 0 | 0 | 0 | 0 | 0
|  | 2021 | 0 | 0 | 0 | 0 | 0 | 0
|  | 2022 | 0 | 0 | 0 | 0 | 0 | 0
|  | 2023 | 0 | 0 | 0 | 0 | 0 | 0
|  | 2024 | 0 | 0 | 0 | 0 | 0 | 0
|  | 2025 | 0 | 0 | 0 | 0 | 0 | 0
|  | 2026 | 0 | 0 | 0 | 0 | 0 | 0
|  | 2027 | 0 | 0 | 0 | 0 | 0 | 0
|  | 2028 | 0 | 0 | 0 | 0 | 0 | 0
|  | 2029 | 0 | 0 | 0 | 0 | 0 | 0
|  | 2030 | 0 | 0 | 0 | 0 | 0 | 0
|  | 2031 | 0 | 0 | 0 | 0 | 0 | 0
|  | 2032 | 0 | 0 | 0 | 0 | 0 | 0
|  | 2033 | 0 | 0 | 0 | 0 | 0 | 0
|  | 2034 | 0 | 0 | 0 | 0 | 0 | 0
|  | 2035 | 0 | 0 | 0 | 0 | 0 | 0
|  | 2036 | 0 | 0 | 0 | 0 | 0 | 0
|  | 2037 | 0 | 0 | 0 | 0 | 0 | 0
|  | 2038 | 0 | 0 | 0 | 0 | 0 | 0
|  | 2039 | 0 | 0 | 0 | 0 | 0 | 0
|  | 2040 | 0 | 0 | 0 | 0 | 0 | 0
|  | 2041 | 0 | 0 | 0 | 0 | 0 | 0
|  | 2042 | 0 | 0 | 0 | 0 | 0 | 0
|  | 2043 | 0 | 0 | 0 | 0 | 0 | 0
|  | 2044 | 0 | 0 | 0 | 0 | 0 | 0
|  | 2045 | 0 | 0 | 0 | 0 | 0 | 0
|  | 2046 | 0 | 0 | 0 | 0 | 0 | 0
|  | 2047 | 0 | 0 | 0 | 0 | 0 | 0
|  | 2048 | 0 | 0 | 0 | 0 | 0 | 0
|  | 2049 | 0 | 0 | 0 | 0 | 0 | 0
|  | 2050 | 0 | 0 | 0 | 0 | 0 | 0
|  | 2051 | 0 | 0 | 0 | 0 | 0 | 0
|  | 2052 | 0 | 0 | 0 | 0 | 0 | 0
|  | 2053 | 0 | 0 | 0 | 0 | 0 | 0
|  | 2054 | 0 | 0 | 0 | 0 | 0 | 0
|  | 2055 | 0 | 0 | 0 | 0 | 0 | 0
|  | 2056 | 0 | 0 | 0 | 0 | 0 | 0
|  | 2057 | 0 | 0 | 0 | 0 | 0 | 0
|  | 2058 | 0 | 0 | 0 | 0 | 0 | 0
|  | 2059 | 0 | 0 | 0 | 0 | 0 | 0
|  | 2060 | 0 | 0 | 0 | 0 | 0 | 0
|  | 2061 | 0 | 0 | 0 | 0 | 0 | 0
|  | 2062 | 0 | 0 | 0 | 0 | 0 | 0
|  | 2063 | 0 | 0 | 0 | 0 | 0 | 0
|  | 2064 | 0 | 0 | 0 | 0 | 0 | 0
|  | 2065 | 0 | 0 | 0 | 0 | 0 | 0
|  | 2066 | 0 | 0 | 0 | 0 | 0 | 0
|  | 2067 | 0 | 0 | 0 | 0 | 0 | 0
|  | 2068 | 0 | 0 | 0 | 0 | 0 | 0
|  | 2069 | 0 | 0 | 0 | 0 | 0 | 0
|  | 2070 | 0 | 0 | 0 | 0 | 0 | 0
|  | 2071 | 0 | 0 | 0 | 0 | 0 | 0
|  | 2072 | 0 | 0 | 0 | 0 | 0 | 0
|  | Project Totals |  | 0 |  | 0 | 0 | 0
** This is the total amount that needs to be reported to PJM for billing to all regions.
## This is the calculation of additional incentive revenue on projects deemed by the FERC to be eligible for an incentive return. This
additional incentive requirement is applicable for the life of this specific project. Each year the revenue requirement calculated for PJM
should be incremented by the amount of the incentive revenue calculated for that year on this project.
In order to calculate the proper monthly RTEP billing amount, PJM requires a 12 month revenue requirement for each RTEP project. As a result, notwithstanding the fact that the project was in service for a partial year, the project revenue requirement in the year that the project goes into service has been annualized (shown at the full-year level) so that PJM will collect the correct monthly billings.
WPCo Worksheet J - ATRR PROJECTED Calculation for PJM Projects Charged to Benefiting Zones | [11 empty] | Page 2 of | 2
| IV. | Determine the Revenue Requirement, and Additional Revenue Requirement for facilities receiving incentives.
A. Base Plan Facilities
|  | Facilities receiving incentives accepted by FERC in Docket No. |  |  |  |  | (e.g. ER05-925-000) |  | Current Projected Year ARR |  |  | 33234.4109
[9 empty] | Current Projected Year ARR w/ Incentive |  |  | 33234.4109
|  | Project Description: | RTEP ID: b1864.2 (West Bellaire-Brues 138 kV Circuit) | [5 empty] | Current Projected Year Incentive ARR |  |  | 0
Details
|  | Investment | 185110 | Current Year |  |  |  | 2014 | CUMULATIVE HISTORY OF PROJECTED ANNUAL REVENUE REQUIREMENTS:
|  | Service Year (yyyy) | 2013 | ROE increase accepted by FERC (Basis Points) |  |  |  | 0 | CUMULATIVE HISTORY OF PROJECTED ANNUAL REVENUE REQUIREMENTS:
|  | Service Month (1-12) | 10 | FCR w/o incentives, less depreciation |  |  |  | 15.92% | INPUT PROJECTED ARR (WITH & WITHOUT INCENTIVES) FROM EACH PRIOR YEAR
|  | Useful life | 40 | FCR w/incentives approved for these facilities, less dep. |  |  |  | 15.92% | TEMPLATE BELOW TO MAINTAIN HISTORY OF PROJECTED ARRS OVER THE
|  | CIAC (Yes or No) | No | Annual Depreciation Expense |  |  |  | 4627.75 | LIFE OF THE PROJECT.
|  | Investment | Beginning | Depreciation | Ending | RTEP Rev. Req't. | RTEP Rev. Req't. | Incentive Rev. | RTEP Projected Rev. Req't.From Prior Year Template |  | RTEP Projected Rev. Req't.From Prior Year Template
|  | Year | Balance | Expense | Balance | w/o Incentives | with Incentives ** | Requirement ## | w/o Incentives |  | with Incentives **
|  | 2013 | 185110 | 771.2917 | 184338.7083 | 30114.6047 | 30114.6047 | 0 | 44166 |  | 44166
|  | 2014 | 184338.7083 | 4627.75 | 179710.9583 | 33234.4109 | 33234.4109 | 0
|  | 2015 | 179710.9583 | 4627.75 | 175083.2083 | 32497.7587 | 32497.7587 | 0
|  | 2016 | 175083.2083 | 4627.75 | 170455.4583 | 31761.1064 | 31761.1064 | 0
|  | 2017 | 170455.4583 | 4627.75 | 165827.7083 | 31024.4542 | 31024.4542 | 0
|  | 2018 | 165827.7083 | 4627.75 | 161199.9583 | 30287.802 | 30287.802 | 0
|  | 2019 | 161199.9583 | 4627.75 | 156572.2083 | 29551.1498 | 29551.1498 | 0
|  | 2020 | 156572.2083 | 4627.75 | 151944.4583 | 28814.4976 | 28814.4976 | 0
|  | 2021 | 151944.4583 | 4627.75 | 147316.7083 | 28077.8454 | 28077.8454 | 0
|  | 2022 | 147316.7083 | 4627.75 | 142688.9583 | 27341.1932 | 27341.1932 | 0
|  | 2023 | 142688.9583 | 4627.75 | 138061.2083 | 26604.541 | 26604.541 | 0
|  | 2024 | 138061.2083 | 4627.75 | 133433.4583 | 25867.8888 | 25867.8888 | 0
|  | 2025 | 133433.4583 | 4627.75 | 128805.7083 | 25131.2365 | 25131.2365 | 0
|  | 2026 | 128805.7083 | 4627.75 | 124177.9583 | 24394.5843 | 24394.5843 | 0
|  | 2027 | 124177.9583 | 4627.75 | 119550.2083 | 23657.9321 | 23657.9321 | 0
|  | 2028 | 119550.2083 | 4627.75 | 114922.4583 | 22921.2799 | 22921.2799 | 0
|  | 2029 | 114922.4583 | 4627.75 | 110294.7083 | 22184.6277 | 22184.6277 | 0
|  | 2030 | 110294.7083 | 4627.75 | 105666.9583 | 21447.9755 | 21447.9755 | 0
|  | 2031 | 105666.9583 | 4627.75 | 101039.2083 | 20711.3233 | 20711.3233 | 0
|  | 2032 | 101039.2083 | 4627.75 | 96411.4583 | 19974.6711 | 19974.6711 | 0
|  | 2033 | 96411.4583 | 4627.75 | 91783.7083 | 19238.0189 | 19238.0189 | 0
|  | 2034 | 91783.7083 | 4627.75 | 87155.9583 | 18501.3666 | 18501.3666 | 0
|  | 2035 | 87155.9583 | 4627.75 | 82528.2083 | 17764.7144 | 17764.7144 | 0
|  | 2036 | 82528.2083 | 4627.75 | 77900.4583 | 17028.0622 | 17028.0622 | 0
|  | 2037 | 77900.4583 | 4627.75 | 73272.7083 | 16291.41 | 16291.41 | 0
|  | 2038 | 73272.7083 | 4627.75 | 68644.9583 | 15554.7578 | 15554.7578 | 0
|  | 2039 | 68644.9583 | 4627.75 | 64017.2083 | 14818.1056 | 14818.1056 | 0
|  | 2040 | 64017.2083 | 4627.75 | 59389.4583 | 14081.4534 | 14081.4534 | 0
|  | 2041 | 59389.4583 | 4627.75 | 54761.7083 | 13344.8012 | 13344.8012 | 0
|  | 2042 | 54761.7083 | 4627.75 | 50133.9583 | 12608.149 | 12608.149 | 0
|  | 2043 | 50133.9583 | 4627.75 | 45506.2083 | 11871.4967 | 11871.4967 | 0
|  | 2044 | 45506.2083 | 4627.75 | 40878.4583 | 11134.8445 | 11134.8445 | 0
|  | 2045 | 40878.4583 | 4627.75 | 36250.7083 | 10398.1923 | 10398.1923 | 0
|  | 2046 | 36250.7083 | 4627.75 | 31622.9583 | 9661.5401 | 9661.5401 | 0
|  | 2047 | 31622.9583 | 4627.75 | 26995.2083 | 8924.8879 | 8924.8879 | 0
|  | 2048 | 26995.2083 | 4627.75 | 22367.4583 | 8188.2357 | 8188.2357 | 0
|  | 2049 | 22367.4583 | 4627.75 | 17739.7083 | 7451.5835 | 7451.5835 | 0
|  | 2050 | 17739.7083 | 4627.75 | 13111.9583 | 6714.9313 | 6714.9313 | 0
|  | 2051 | 13111.9583 | 4627.75 | 8484.2083 | 5978.2791 | 5978.2791 | 0
|  | 2052 | 8484.2083 | 4627.75 | 3856.4583 | 5241.6268 | 5241.6268 | 0
|  | 2053 | 3856.4583 | 3856.4583 | 0 | 3856.4583 | 3856.4583 | 0
|  | 2054 | 0 | 0 | 0 | 0 | 0 | 0
|  | 2055 | 0 | 0 | 0 | 0 | 0 | 0
|  | 2056 | 0 | 0 | 0 | 0 | 0 | 0
|  | 2057 | 0 | 0 | 0 | 0 | 0 | 0
|  | 2058 | 0 | 0 | 0 | 0 | 0 | 0
|  | 2059 | 0 | 0 | 0 | 0 | 0 | 0
|  | 2060 | 0 | 0 | 0 | 0 | 0 | 0
|  | 2061 | 0 | 0 | 0 | 0 | 0 | 0
|  | 2062 | 0 | 0 | 0 | 0 | 0 | 0
|  | 2063 | 0 | 0 | 0 | 0 | 0 | 0
|  | 2064 | 0 | 0 | 0 | 0 | 0 | 0
|  | 2065 | 0 | 0 | 0 | 0 | 0 | 0
|  | 2066 | 0 | 0 | 0 | 0 | 0 | 0
|  | 2067 | 0 | 0 | 0 | 0 | 0 | 0
|  | 2068 | 0 | 0 | 0 | 0 | 0 | 0
|  | 2069 | 0 | 0 | 0 | 0 | 0 | 0
|  | 2070 | 0 | 0 | 0 | 0 | 0 | 0
|  | 2071 | 0 | 0 | 0 | 0 | 0 | 0
|  | 2072 | 0 | 0 | 0 | 0 | 0 | 0
|  | Project Totals |  | 185110 |  | 784253.7985 | 784253.7985 | 0
** This is the total amount that needs to be reported to PJM for billing to all regions.
## This is the calculation of additional incentive revenue on projects deemed by the FERC to be eligible for an incentive return. This
additional incentive requirement is applicable for the life of this specific project. Each year the revenue requirement calculated for PJM
should be incremented by the amount of the incentive revenue calculated for that year on this project.
In order to calculate the proper monthly RTEP billing amount, PJM requires a 12 month revenue requirement for each RTEP project. As a result, notwithstanding the fact that the project was in service for a partial year, the project revenue requirement in the year that the project goes into service has been annualized (shown at the full-year level) so that PJM will collect the correct monthly billings.

## WPCo WS K TRUE-UP RTEP RR
AEP East Companies
Cost of Service Formula Rate Using 2013 FF1 Balances
Worksheet K Supporting Calculation of TRUE-UP PJM RTEP Project Revenue Requirement Billed to Benefiting Zones
WHEELING POWER COMPANY
[13 empty] | Page 1 of | 3 | 1
| I. | Calculate Return and Income Taxes with 0 basis point ROE increase for Projects Qualified for Regional Billing.
A. Determine 'R' with hypothetical 0 basis point increase in ROE for Identified Projects
|  | ROE w/o incentives (True-Up TCOS, ln 164) |  |  | 11.49%
|  | Project ROE Incentive Adder |  |  | 0 | <==ROE Adder Cannot Exceed 100 Basis Points
|  | ROE with additional 0 basis point incentive |  |  | 11.49% | <== ROE Including Incentives Cannot Exceed 12.5% Until July 1, 2012 |  |  |  | SUMMARY OF TRUED-UP ANNUAL REVENUE REQUIREMENTS FOR RTEPPROJECTS
|  | Determine R ( cost of long term debt, cost of preferred stock and equity percentage is from the True-Up TCOS, lns 162 through164) | [9 empty] | Rev Require | W Incentives | Incentive Amounts
|  |  | % | Cost | Weighted cost |  |  |  |  | TRUE-UP YEAR | 2013
|  | Long Term Debt | 19.24% | 5.25% | 1.01% | [5 empty] | As Projected in Prior Year WS J | 393660 | 393660 | 0
|  | Preferred Stock | 0% | 0% | 0% | [5 empty] | Actual after True-up | 30345.0364 | 30345.0364 | 0
|  | Common Stock | 80.76% | 11.49% | 9.279% | [5 empty] | True-up of ARR For 2013 | -363314.9636 | -363314.9636 | 0
|  |  |  | R = | 10.29%
B. Determine Return using 'R' with hypothetical 0 basis point ROE increase for Identified Projects.
|  | Rate Base (True-Up TCOS, ln 78) |  | 62891875.0088
|  | R (from A. above) |  | 10.29%
|  | Return (Rate Base x R) |  | 6471097.807
C. Determine Income Taxes using Return with hypothetical 0 basis point ROE increase for Identified Projects.
|  | Return (from B. above) |  | 6471097.807
|  | Effective Tax Rate (True-Up TCOS, ln 126) |  | 58.99%
|  | Income Tax Calculation (Return x CIT) |  | 3817045.901
|  | ITC Adjustment |  | 0
|  | Income Taxes |  | 3817045.901
| II. | Calculate Net Plant Carrying Charge Rate (Fixed Charge Rate or FCR) with hypothetical 0
basis point ROE increase.
A. Determine Annual Revenue Requirement less return and Income Taxes.
|  | Annual Revenue Requirement (True-Up TCOS, ln 1) |  |  | 15181267.0936
|  | T.E.A. & Lease Payments (True-Up TCOS, Lns 105 & 106) |  |  | 0
|  | Return (True-Up TCOS, ln 134) |  |  | 6471097.807
|  | Income Taxes (True-Up TCOS, ln 133) |  |  | 3817045.901
|  | Annual Revenue Requirement, Less TEA Charges, Return and Taxes |  |  | 4893123.3856
B. Determine Annual Revenue Requirement with hypothetical 0 basis point increase in ROE.
|  | Annual Revenue Requirement, Less TEA Charges, Return and Taxes |  |  | 4893123.3856
|  | Return (from I.B. above) |  |  | 6471097.807
|  | Income Taxes (from I.C. above) |  |  | 3817045.901
|  | Annual Revenue Requirement, with 0 Basis Point ROE increase |  |  | 15181267.0936
|  | Depreciation (True-Up TCOS, ln 111) |  |  | 2509273
|  | Annual Rev. Req, w/ 0 Basis Point ROE increase, less Depreciation |  |  | 12671994.0936
C. Determine FCR with hypothetical 0 basis point ROE increase.
|  | Net Transmission Plant (True-Up TCOS, ln 48) |  |  | 79152165
|  | Annual Revenue Requirement, with 0 Basis Point ROE increase |  |  | 15181267.0936
|  | FCR with 0 Basis Point increase in ROE |  |  | 19.18%
|  | Annual Rev. Req, w / 0 Basis Point ROE increase, less Dep. |  |  | 12671994.0936
|  | FCR with 0 Basis Point ROE increase, less Depreciation |  |  | 16.01%
|  | FCR less Depreciation (True-Up TCOS, ln 9) |  |  | 16.01%
|  | Incremental FCR with 0 Basis Point ROE increase, less Depreciation |  |  | 0%
| III. | Calculation of Composite Depreciation Rate
|  | Transmission Plant @ Beginning of Historic Period () (P.206, ln 58,(b)): |  |  |  |  | 88587641
|  | Transmission Plant @ End of Historic Period () (P.207, ln 58,(g)): |  |  |  |  | 112649133
|  | Subtotal |  |  |  |  | 201236774
|  | Average Transmission Plant Balance for |  |  |  |  | 100618387
|  | Annual Depreciation Rate (True-Up TCOS, ln 111) |  |  |  |  | 2509273
|  | Composite Depreciation Rate |  |  |  |  | 2.494%
|  | Depreciable Life for Composite Depreciation Rate |  |  |  |  | 40.0986
|  | Round to nearest whole year |  |  |  |  | 40
WPCo Worksheet K - ATRR TRUE-UP Calculation for PJM Projects Charged to Benefiting Zones | [12 empty] | Page 2 of | 3 | 1
| IV. | Determine the Revenue Requirement, and Additional Revenue Requirement for facilities receiving incentives.
A. Base Plan Facilities
|  | Facilities receiving incentives accepted by FERC in Docket No. | [5 empty] | (e.g. ER05-925-000) |  | 2013 | Rev Require | W Incentives | Incentive Amounts
[10 empty] | Prior Yr Projected | 349494 | 349494 | 0
|  | Project Description: | RTEP ID: b1864.1 (Two additional 345/138 kV transformers at Kammer) | [6 empty] | Prior Yr True-Up | 0 | 0 | 0
[10 empty] | True-Up Adjustment | -349494 | -349494 | 0
Details
|  | Investment | 0 | Current Year |  |  |  |  | 2013 | TRUE UP OF PROJECT REVENUE REQUIREMENT FOR PRIOR YEAR:
|  | Service Year (yyyy) | 2013 | ROE increase accepted by FERC (Basis Points) |  |  |  |  | 0 | CUMULATIVE HISTORY OF TRUED-UP ANNUAL REVENUE REQUIREMENTS:
|  | Service Month (1-12) | 11 | FCR w/o incentives, less depreciation |  |  |  |  | 16.01% | INPUT TRUE-UP ARR (WITH & WITHOUT INCENTIVES) FROM EACH PRIOR YEAR
|  | Useful life | 40 | FCR w/incentives approved for these facilities, less dep. |  |  |  |  | 16.01% | TEMPLATE BELOW TO MAINTAIN HISTORY OF TRUED-UP ARRS OVER THE
|  | CIAC (Yes or No) | No | Annual Depreciation Expense |  |  |  |  | 0 | LIFE OF THE PROJECT.
|  | Investment | Beginning | Depreciation | Ending | Average | RTEP Rev. Req't. | RTEP Rev. Req't. | Incentive Rev. | RTEP Projected Rev. Req't.From Prior Year WS J | RTEP Rev Req't True-up | RTEP Projected Rev. Req't.From Prior Year WS J | RTEP Rev Req't True-up | True-up of Incentive
|  | Year | Balance | Expense | Balance | Balance | w/o Incentives | with Incentives ** | Requirement ## | w/o Incentives | w/o Incentives | with Incentives ** | with Incentives ** | with Incentives **
|  | 2013 | 0 | 0 | 0 | 0 | 0 | 0 | 0 | 349494 | -349494 | 349494 | -349494 | 0
|  | 2014 | 0 | 0 | 0 | 0 | 0 | 0 | 0 |  | 0 |  | 0 | 0
|  | 2015 | 0 | 0 | 0 | 0 | 0 | 0 | 0 |  | 0 |  | 0 | 0
|  | 2016 | 0 | 0 | 0 | 0 | 0 | 0 | 0 |  | 0 |  | 0 | 0
|  | 2017 | 0 | 0 | 0 | 0 | 0 | 0 | 0 |  | 0 |  | 0 | 0
|  | 2018 | 0 | 0 | 0 | 0 | 0 | 0 | 0 |  | 0 |  | 0 | 0
|  | 2019 | 0 | 0 | 0 | 0 | 0 | 0 | 0 |  | 0 |  | 0 | 0
|  | 2020 | 0 | 0 | 0 | 0 | 0 | 0 | 0 |  | 0 |  | 0 | 0
|  | 2021 | 0 | 0 | 0 | 0 | 0 | 0 | 0 |  | 0 |  | 0 | 0
|  | 2022 | 0 | 0 | 0 | 0 | 0 | 0 | 0 |  | 0 |  | 0 | 0
|  | 2023 | 0 | 0 | 0 | 0 | 0 | 0 | 0 |  | 0 |  | 0 | 0
|  | 2024 | 0 | 0 | 0 | 0 | 0 | 0 | 0 |  | 0 |  | 0 | 0
|  | 2025 | 0 | 0 | 0 | 0 | 0 | 0 | 0 |  | 0 |  | 0 | 0
|  | 2026 | 0 | 0 | 0 | 0 | 0 | 0 | 0 |  | 0 |  | 0 | 0
|  | 2027 | 0 | 0 | 0 | 0 | 0 | 0 | 0 |  | 0 |  | 0 | 0
|  | 2028 | 0 | 0 | 0 | 0 | 0 | 0 | 0 |  | 0 |  | 0 | 0
|  | 2029 | 0 | 0 | 0 | 0 | 0 | 0 | 0 |  | 0 |  | 0 | 0
|  | 2030 | 0 | 0 | 0 | 0 | 0 | 0 | 0 |  | 0 |  | 0 | 0
|  | 2031 | 0 | 0 | 0 | 0 | 0 | 0 | 0 |  | 0 |  | 0 | 0
|  | 2032 | 0 | 0 | 0 | 0 | 0 | 0 | 0 |  | 0 |  | 0 | 0
|  | 2033 | 0 | 0 | 0 | 0 | 0 | 0 | 0 |  | 0 |  | 0 | 0
|  | 2034 | 0 | 0 | 0 | 0 | 0 | 0 | 0 |  | 0 |  | 0 | 0
|  | 2035 | 0 | 0 | 0 | 0 | 0 | 0 | 0 |  | 0 |  | 0 | 0
|  | 2036 | 0 | 0 | 0 | 0 | 0 | 0 | 0 |  | 0 |  | 0 | 0
|  | 2037 | 0 | 0 | 0 | 0 | 0 | 0 | 0 |  | 0 |  | 0 | 0
|  | 2038 | 0 | 0 | 0 | 0 | 0 | 0 | 0 |  | 0 |  | 0 | 0
|  | 2039 | 0 | 0 | 0 | 0 | 0 | 0 | 0 |  | 0 |  | 0 | 0
|  | 2040 | 0 | 0 | 0 | 0 | 0 | 0 | 0 |  | 0 |  | 0 | 0
|  | 2041 | 0 | 0 | 0 | 0 | 0 | 0 | 0 |  | 0 |  | 0 | 0
|  | 2042 | 0 | 0 | 0 | 0 | 0 | 0 | 0 |  | 0 |  | 0 | 0
|  | 2043 | 0 | 0 | 0 | 0 | 0 | 0 | 0 |  | 0 |  | 0 | 0
|  | 2044 | 0 | 0 | 0 | 0 | 0 | 0 | 0 |  | 0 |  | 0 | 0
|  | 2045 | 0 | 0 | 0 | 0 | 0 | 0 | 0 |  | 0 |  | 0 | 0
|  | 2046 | 0 | 0 | 0 | 0 | 0 | 0 | 0 |  | 0 |  | 0 | 0
|  | 2047 | 0 | 0 | 0 | 0 | 0 | 0 | 0 |  | 0 |  | 0 | 0
|  | 2048 | 0 | 0 | 0 | 0 | 0 | 0 | 0 |  | 0 |  | 0 | 0
|  | 2049 | 0 | 0 | 0 | 0 | 0 | 0 | 0 |  | 0 |  | 0 | 0
|  | 2050 | 0 | 0 | 0 | 0 | 0 | 0 | 0 |  | 0 |  | 0 | 0
|  | 2051 | 0 | 0 | 0 | 0 | 0 | 0 | 0 |  | 0 |  | 0 | 0
|  | 2052 | 0 | 0 | 0 | 0 | 0 | 0 | 0 |  | 0 |  | 0 | 0
|  | 2053 | 0 | 0 | 0 | 0 | 0 | 0 | 0 |  | 0 |  | 0 | 0
|  | 2054 | 0 | 0 | 0 | 0 | 0 | 0 | 0 |  | 0 |  | 0 | 0
|  | 2055 | 0 | 0 | 0 | 0 | 0 | 0 | 0 |  | 0 |  | 0 | 0
|  | 2056 | 0 | 0 | 0 | 0 | 0 | 0 | 0 |  | 0 |  | 0 | 0
|  | 2057 | 0 | 0 | 0 | 0 | 0 | 0 | 0 |  | 0 |  | 0 | 0
|  | 2058 | 0 | 0 | 0 | 0 | 0 | 0 | 0 |  | 0 |  | 0 | 0
|  | 2059 | 0 | 0 | 0 | 0 | 0 | 0 | 0 |  | 0 |  | 0 | 0
|  | 2060 | 0 | 0 | 0 | 0 | 0 | 0 | 0 |  | 0 |  | 0 | 0
|  | 2061 | 0 | 0 | 0 | 0 | 0 | 0 | 0 |  | 0 |  | 0 | 0
|  | 2062 | 0 | 0 | 0 | 0 | 0 | 0 | 0 |  | 0 |  | 0 | 0
|  | 2063 | 0 | 0 | 0 | 0 | 0 | 0 | 0 |  | 0 |  | 0 | 0
|  | 2064 | 0 | 0 | 0 | 0 | 0 | 0 | 0 |  | 0 |  | 0 | 0
|  | 2065 | 0 | 0 | 0 | 0 | 0 | 0 | 0 |  | 0 |  | 0 | 0
|  | 2066 | 0 | 0 | 0 | 0 | 0 | 0 | 0 |  | 0 |  | 0 | 0
|  | 2067 | 0 | 0 | 0 | 0 | 0 | 0 | 0 |  | 0 |  | 0 | 0
|  | 2068 | 0 | 0 | 0 | 0 | 0 | 0 | 0 |  | 0 |  | 0 | 0
|  | 2069 | 0 | 0 | 0 | 0 | 0 | 0 | 0 |  | 0 |  | 0 | 0
|  | 2070 | 0 | 0 | 0 | 0 | 0 | 0 | 0 |  | 0 |  | 0 | 0
|  | 2071 | 0 | 0 | 0 | 0 | 0 | 0 | 0 |  | 0 |  | 0 | 0
|  | 2072 | 0 | 0 | 0 | 0 | 0 | 0 | 0 |  | 0 |  | 0 | 0
|  | Project Totals |  | 0 |  |  | 0 | 0 | 0
** This is the total amount that needs to be reported to PJM for billing to all regions.
## This is the calculation of additional incentive revenue on projects deemed by the FERC to be eligible for an incentive return. This
additional incentive requirement is applicable for the life of this specific project. Each year the revenue requirement calculated for PJM
should be incremented by the amount of the incentive revenue calculated for that year on this project.
WPCo Worksheet K - ATRR TRUE-UP Calculation for PJM Projects Charged to Benefiting Zones | [12 empty] | Page 3 of | 3 | 1
| IV. | Determine the Revenue Requirement, and Additional Revenue Requirement for facilities receiving incentives.
A. Base Plan Facilities
|  | Facilities receiving incentives accepted by FERC in Docket No. | [5 empty] | (e.g. ER05-925-000) |  | 2013 | Rev Require | W Incentives | Incentive Amounts
[10 empty] | Prior Yr Projected | 44166 | 44166 | 0
|  | Project Description: | RTEP ID: b1864.2 (West Bellaire-Brues 138 kV Circuit) | [6 empty] | Prior Yr True-Up | 30345.0364 | 30345.0364 | 0
[10 empty] | True-Up Adjustment | -13820.9636 | -13820.9636 | 0
Details
|  | Investment | 185110 | Current Year |  |  |  |  | 2013 | TRUE UP OF PROJECT REVENUE REQUIREMENT FOR PRIOR YEAR:
|  | Service Year (yyyy) | 2013 | ROE increase accepted by FERC (Basis Points) |  |  |  |  | 0 | CUMULATIVE HISTORY OF TRUED-UP ANNUAL REVENUE REQUIREMENTS:
|  | Service Month (1-12) | 10 | FCR w/o incentives, less depreciation |  |  |  |  | 16.01% | INPUT TRUE-UP ARR (WITH & WITHOUT INCENTIVES) FROM EACH PRIOR YEAR
|  | Useful life | 40 | FCR w/incentives approved for these facilities, less dep. |  |  |  |  | 16.01% | TEMPLATE BELOW TO MAINTAIN HISTORY OF TRUED-UP ARRS OVER THE
|  | CIAC (Yes or No) | No | Annual Depreciation Expense |  |  |  |  | 4627.75 | LIFE OF THE PROJECT.
|  | Investment | Beginning | Depreciation | Ending | Average | RTEP Rev. Req't. | RTEP Rev. Req't. | Incentive Rev. | RTEP Projected Rev. Req't.From Prior Year WS J | RTEP Rev Req't True-up | RTEP Projected Rev. Req't.From Prior Year WS J | RTEP Rev Req't True-up | True-up of Incentive
|  | Year | Balance | Expense | Balance | Balance | w/o Incentives | with Incentives ** | Requirement ## | w/o Incentives | w/o Incentives | with Incentives ** | with Incentives ** | with Incentives **
|  | 2013 | 185110 | 771.2917 | 184338.7083 | 184724.3542 | 30345.0364 | 30345.0364 | 0 | 44166 | -13820.9636 | 44166 | -13820.9636 | 0
|  | 2014 | 184338.7083 | 4627.75 | 179710.9583 | 182024.8333 | 33769.3106 | 33769.3106 | 0 |  | 0 |  | 0 | 0
|  | 2015 | 179710.9583 | 4627.75 | 175083.2083 | 177397.0833 | 33028.4235 | 33028.4235 | 0 |  | 0 |  | 0 | 0
|  | 2016 | 175083.2083 | 4627.75 | 170455.4583 | 172769.3333 | 32287.5363 | 32287.5363 | 0 |  | 0 |  | 0 | 0
|  | 2017 | 170455.4583 | 4627.75 | 165827.7083 | 168141.5833 | 31546.6492 | 31546.6492 | 0 |  | 0 |  | 0 | 0
|  | 2018 | 165827.7083 | 4627.75 | 161199.9583 | 163513.8333 | 30805.7621 | 30805.7621 | 0 |  | 0 |  | 0 | 0
|  | 2019 | 161199.9583 | 4627.75 | 156572.2083 | 158886.0833 | 30064.8749 | 30064.8749 | 0 |  | 0 |  | 0 | 0
|  | 2020 | 156572.2083 | 4627.75 | 151944.4583 | 154258.3333 | 29323.9878 | 29323.9878 | 0 |  | 0 |  | 0 | 0
|  | 2021 | 151944.4583 | 4627.75 | 147316.7083 | 149630.5833 | 28583.1007 | 28583.1007 | 0 |  | 0 |  | 0 | 0
|  | 2022 | 147316.7083 | 4627.75 | 142688.9583 | 145002.8333 | 27842.2135 | 27842.2135 | 0 |  | 0 |  | 0 | 0
|  | 2023 | 142688.9583 | 4627.75 | 138061.2083 | 140375.0833 | 27101.3264 | 27101.3264 | 0 |  | 0 |  | 0 | 0
|  | 2024 | 138061.2083 | 4627.75 | 133433.4583 | 135747.3333 | 26360.4393 | 26360.4393 | 0 |  | 0 |  | 0 | 0
|  | 2025 | 133433.4583 | 4627.75 | 128805.7083 | 131119.5833 | 25619.5521 | 25619.5521 | 0 |  | 0 |  | 0 | 0
|  | 2026 | 128805.7083 | 4627.75 | 124177.9583 | 126491.8333 | 24878.665 | 24878.665 | 0 |  | 0 |  | 0 | 0
|  | 2027 | 124177.9583 | 4627.75 | 119550.2083 | 121864.0833 | 24137.7779 | 24137.7779 | 0 |  | 0 |  | 0 | 0
|  | 2028 | 119550.2083 | 4627.75 | 114922.4583 | 117236.3333 | 23396.8907 | 23396.8907 | 0 |  | 0 |  | 0 | 0
|  | 2029 | 114922.4583 | 4627.75 | 110294.7083 | 112608.5833 | 22656.0036 | 22656.0036 | 0 |  | 0 |  | 0 | 0
|  | 2030 | 110294.7083 | 4627.75 | 105666.9583 | 107980.8333 | 21915.1165 | 21915.1165 | 0 |  | 0 |  | 0 | 0
|  | 2031 | 105666.9583 | 4627.75 | 101039.2083 | 103353.0833 | 21174.2293 | 21174.2293 | 0 |  | 0 |  | 0 | 0
|  | 2032 | 101039.2083 | 4627.75 | 96411.4583 | 98725.3333 | 20433.3422 | 20433.3422 | 0 |  | 0 |  | 0 | 0
|  | 2033 | 96411.4583 | 4627.75 | 91783.7083 | 94097.5833 | 19692.4551 | 19692.4551 | 0 |  | 0 |  | 0 | 0
|  | 2034 | 91783.7083 | 4627.75 | 87155.9583 | 89469.8333 | 18951.5679 | 18951.5679 | 0 |  | 0 |  | 0 | 0
|  | 2035 | 87155.9583 | 4627.75 | 82528.2083 | 84842.0833 | 18210.6808 | 18210.6808 | 0 |  | 0 |  | 0 | 0
|  | 2036 | 82528.2083 | 4627.75 | 77900.4583 | 80214.3333 | 17469.7937 | 17469.7937 | 0 |  | 0 |  | 0 | 0
|  | 2037 | 77900.4583 | 4627.75 | 73272.7083 | 75586.5833 | 16728.9065 | 16728.9065 | 0 |  | 0 |  | 0 | 0
|  | 2038 | 73272.7083 | 4627.75 | 68644.9583 | 70958.8333 | 15988.0194 | 15988.0194 | 0 |  | 0 |  | 0 | 0
|  | 2039 | 68644.9583 | 4627.75 | 64017.2083 | 66331.0833 | 15247.1323 | 15247.1323 | 0 |  | 0 |  | 0 | 0
|  | 2040 | 64017.2083 | 4627.75 | 59389.4583 | 61703.3333 | 14506.2451 | 14506.2451 | 0 |  | 0 |  | 0 | 0
|  | 2041 | 59389.4583 | 4627.75 | 54761.7083 | 57075.5833 | 13765.358 | 13765.358 | 0 |  | 0 |  | 0 | 0
|  | 2042 | 54761.7083 | 4627.75 | 50133.9583 | 52447.8333 | 13024.4709 | 13024.4709 | 0 |  | 0 |  | 0 | 0
|  | 2043 | 50133.9583 | 4627.75 | 45506.2083 | 47820.0833 | 12283.5837 | 12283.5837 | 0 |  | 0 |  | 0 | 0
|  | 2044 | 45506.2083 | 4627.75 | 40878.4583 | 43192.3333 | 11542.6966 | 11542.6966 | 0 |  | 0 |  | 0 | 0
|  | 2045 | 40878.4583 | 4627.75 | 36250.7083 | 38564.5833 | 10801.8094 | 10801.8094 | 0 |  | 0 |  | 0 | 0
|  | 2046 | 36250.7083 | 4627.75 | 31622.9583 | 33936.8333 | 10060.9223 | 10060.9223 | 0 |  | 0 |  | 0 | 0
|  | 2047 | 31622.9583 | 4627.75 | 26995.2083 | 29309.0833 | 9320.0352 | 9320.0352 | 0 |  | 0 |  | 0 | 0
|  | 2048 | 26995.2083 | 4627.75 | 22367.4583 | 24681.3333 | 8579.148 | 8579.148 | 0 |  | 0 |  | 0 | 0
|  | 2049 | 22367.4583 | 4627.75 | 17739.7083 | 20053.5833 | 7838.2609 | 7838.2609 | 0 |  | 0 |  | 0 | 0
|  | 2050 | 17739.7083 | 4627.75 | 13111.9583 | 15425.8333 | 7097.3738 | 7097.3738 | 0 |  | 0 |  | 0 | 0
|  | 2051 | 13111.9583 | 4627.75 | 8484.2083 | 10798.0833 | 6356.4866 | 6356.4866 | 0 |  | 0 |  | 0 | 0
|  | 2052 | 8484.2083 | 4627.75 | 3856.4583 | 6170.3333 | 5615.5995 | 5615.5995 | 0 |  | 0 |  | 0 | 0
|  | 2053 | 3856.4583 | 3856.4583 | 0 | 1928.2292 | 4165.1613 | 4165.1613 | 0 |  | 0 |  | 0 | 0
|  | 2054 | 0 | 0 | 0 | 0 | 0 | 0 | 0 |  | 0 |  | 0 | 0
|  | 2055 | 0 | 0 | 0 | 0 | 0 | 0 | 0 |  | 0 |  | 0 | 0
|  | 2056 | 0 | 0 | 0 | 0 | 0 | 0 | 0 |  | 0 |  | 0 | 0
|  | 2057 | 0 | 0 | 0 | 0 | 0 | 0 | 0 |  | 0 |  | 0 | 0
|  | 2058 | 0 | 0 | 0 | 0 | 0 | 0 | 0 |  | 0 |  | 0 | 0
|  | 2059 | 0 | 0 | 0 | 0 | 0 | 0 | 0 |  | 0 |  | 0 | 0
|  | 2060 | 0 | 0 | 0 | 0 | 0 | 0 | 0 |  | 0 |  | 0 | 0
|  | 2061 | 0 | 0 | 0 | 0 | 0 | 0 | 0 |  | 0 |  | 0 | 0
|  | 2062 | 0 | 0 | 0 | 0 | 0 | 0 | 0 |  | 0 |  | 0 | 0
|  | 2063 | 0 | 0 | 0 | 0 | 0 | 0 | 0 |  | 0 |  | 0 | 0
|  | 2064 | 0 | 0 | 0 | 0 | 0 | 0 | 0 |  | 0 |  | 0 | 0
|  | 2065 | 0 | 0 | 0 | 0 | 0 | 0 | 0 |  | 0 |  | 0 | 0
|  | 2066 | 0 | 0 | 0 | 0 | 0 | 0 | 0 |  | 0 |  | 0 | 0
|  | 2067 | 0 | 0 | 0 | 0 | 0 | 0 | 0 |  | 0 |  | 0 | 0
|  | 2068 | 0 | 0 | 0 | 0 | 0 | 0 | 0 |  | 0 |  | 0 | 0
|  | 2069 | 0 | 0 | 0 | 0 | 0 | 0 | 0 |  | 0 |  | 0 | 0
|  | 2070 | 0 | 0 | 0 | 0 | 0 | 0 | 0 |  | 0 |  | 0 | 0
|  | 2071 | 0 | 0 | 0 | 0 | 0 | 0 | 0 |  | 0 |  | 0 | 0
|  | 2072 | 0 | 0 | 0 | 0 | 0 | 0 | 0 |  | 0 |  | 0 | 0
|  | Project Totals |  | 185110 |  |  | 802515.9449 | 802515.9449 | 0
** This is the total amount that needs to be reported to PJM for billing to all regions.
## This is the calculation of additional incentive revenue on projects deemed by the FERC to be eligible for an incentive return. This
additional incentive requirement is applicable for the life of this specific project. Each year the revenue requirement calculated for PJM
should be incremented by the amount of the incentive revenue calculated for that year on this project.

## WPCo WS L Cost of Debt
AEP East Companies
Cost of Service Formula Rate Using 2013 FF1 Balances
Worksheet L Supporting Projected Cost of Debt
WHEELING POWER COMPANY
Calculation of Projected Interest Expense Based on Outstanding Debt at Year End
| (A) | (B) | (C) | (D) | (E)
Line Number
| Issuance | Principle Outstanding | Interest Rate | Annual Expense | Notes
(See Note S on Projected Template)
1 | Long Term Debt (FF1.p. 256-257.h)
2 | Advances From Associated Co. | 25000000 | 5.25% | 1312500
3
4 | Installment Purchase Contracts (FF1.p. 256-257.h, a)
5 | N/A for Wheeling Power Company |  |  | 0
6 |  |  |  | 0
7 |  |  |  | 0
8 |  |  |  | 0
9 |  |  |  | 0
10 |  |  |  | 0
11 |  |  |  | 0
12 |  |  |  | 0
13 |  |  |  | 0
14 |  |  |  | 0
15 |  |  |  | 0
16 |  |  |  | 0
17 |  |  |  | 0
18 |  |  |  | 0
19 |  |  |  | 0
20 |  |  |  | 0
21 |  |  |  | 0
22 |  |  |  | 0
23 |  |  |  | 0
24 |  |  |  | 0
25 |  |  |  | 0
26
27 | Issuance Discount, Premium, & Expenses:
28 | Auction Fees | FF1.p. 256 & 257.Lines Described as Fees |  | 0
29 | Allowable Hedge Amortization (See Ln 45 Below) |  |  | 0
30 | Amort of Debt Discount and Expenses | FF1.p. 117.63.c |  | 0
31 | Amort of Debt Premimums (Enter Negative) | FF1.p. 117.65.c |  | 0
32 | Reacquired Debt:
33 | Amortization of Loss | FF1.p. 117.64.c |  | 0
34 | Amortization of Gain | FF1.p. 117.66.c |  | 0
35 | Total Interest on Long Term Debt | 25000000 | 5.25% | 1312500
36 | Preferred Stock (FF1.p. 250-251) | Preferred Shares Outstanding
37 | None | 0 | 0% | 0
38 |  |  |  | 0
39 |  |  |  | 0
40 | Dividends on Preferred Stock | 0 |  | 0
41 | Net Total Hedge Gains and Losses (WS M, Ln 35, (E)) |  |  | 0
42 | Total Projected Capital Structure Balance for 2014 (Projected TCOS, Ln 165) |  |  | 144252946
43 | Financial Hedge Recovery Limit - Five Basis Points of Total Capital |  |  | 0.0005
44 | Limit of Recoverable Amount |  |  | 72126.473
45 | Recoverable Hedge Amortization (Lesser of Ln 41 or Ln 44) |  |  | 0

## WPCo WS M - Avg Cap Structure
AEP East Companies
Transmission Cost of Service Formula Rate
WHEELING POWER COMPANY
Worksheet M Supporting Calculation of Capital Structure and Weighted Average Cost of Capital Based on Average of Balances At 12/31/2012 & 12/31/2013
(A) | (B) | (C ) | (D) | (E)
|  | Balances @ | Balances @
Line |  | 12/31/2013 | 12/31/2012 | Average
Development of Average Balance of Common Equity
1 | Proprietary Capital (112.16.c&d) | 120225152 | 90109311 | 105167231.5
2 | Less Preferred Stock (Ln 55 Below) | 0 | 0 | 0
3 | Less Account 216.1 (112.12.c&d) | 0 | 0 | 0
4 | Less Account 219.1 (112.15.c&d) | 972206 | -473816 | 249195
5 | Average Balance of Common Equity | 119252946 | 90583127 | 104918036.5
Development of Cost of Long Term Debt Based on Average Outstanding Balance
6 | Bonds (112.18.c&d) | 0 | 0 | 0
7 | Less: Reacquired Bonds (112.19.c&d) | 0 | 0 | 0
8 | LT Advances from Assoc. Companies (112.20.c&d) | 25000000 | 25000000 | 25000000
9 | Senior Unsecured Notes (112.21.c&d) | 0 | 0 | 0
10 | Less: Fair Value Hedges (See Note on Ln 12 below) | 0 | 0 | 0
11 | Total Average Debt | 25000000 | 25000000 | 25000000
12 | NOTE: The balance of fair value hedges on outstanding long term debt are to be excluded from the balance of long term debt included in the formula's capital structure. (Column H of the FF1)
13 | Annual Interest Expense for 2013
14 | Interest on Long Term Debt (256-257.33.i) |  |  | 1312500
15 | Less: Total Hedge Gain/Expense Accumulated from p 256-257, col. (i) of FERC Form 1 included in Ln 14 and shown in Ln 34 below. |  |  | 0
16 | Plus: Allowed Hedge Recovery From Ln 39 below. |  |  | 0
17 | Amort of Debt Discount & Expense (117.63.c) |  |  | 0
18 | Amort of Loss on Reacquired Debt (117.64.c) |  |  | 0
19 | Less: Amort of Premium on Debt (117.65.c) |  |  | 0
20 | Less: Amort of Gain on Reacquired Debt (117.66.c) |  |  | 0
21 | Total Interest Expense (Ln 14 + Ln 17 + Ln 18 - Ln 19 - Ln 20) |  |  | 1312500
22 | Average Cost of Debt for 2013 (Ln 21/Ln 11) |  |  | 5.25%
CALCULATION OF RECOVERABLE HEDGE GAINS/LOSSES
23 | NOTE: The net amount of hedging gains or losses recorded in account 427 to be recovered in this formula rate should be limited to the effective portion of pre-issuance cash flow hedges that are amortized over the life of the underlying debt issuances. The recovery of a net loss or passback of a net gain will be limited to five basis points of the total Capital Structure. Amounts related to the ineffective portion of pre-issuance hedges, cash settlements of fair value hedges issued on Long Term Debt, post-issuance cash flow hedges, and cash flow hedges of variable rate debt issuances are not recoverable in this formula and are to be recorded in the “Excludable” column below.
Amortization Period
| HEDGE AMOUNTS BY ISSUANCE (FROM p. 256-257 (i) of the FERC Form 1) | Total Hedge (Gain)/Loss for 2013 | Less Excludable Amounts (See NOTE on Line 23) | Net Includable Hedge Amount | Remaining Unamortized Balance | Beginning | Ending
24 | Senior Unsecured Notes | 0 | 0 | 0
25 | Senior Unsecured Notes | 0 |  | 0
26 | Senior Unsecured Notes | 0 |  | 0
27 | Senior Unsecured Notes | 0 |  | 0
28 | Senior Unsecured Notes | 0 |  | 0
29 | Senior Unsecured Notes | 0 |  | 0
30 | Senior Unsecured Notes | 0 |  | 0
31 | Senior Unsecured Notes | 0 |  | 0
32 | Senior Unsecured Notes | 0 |  | 0
33 | Senior Unsecured Notes | 0 | 0 | 0
34 | Total Hedge Amortization | 0 | 0
35 | Hedge Gain or Loss Prior to Application of Recovery Limit (Sum of Lines 24 to 33) |  |  | 0
36 | Total Average Capital Structure Balance for 2013 (True-UP TCOS, Ln 165) |  |  | 129918036.5
37 | Financial Hedge Recovery Limit - Five Basis Points of Total Capital |  |  | 0.0005
38 | Limit of Recoverable Amount |  |  | 64959.0183
39 | Recoverable Hedge Amortization (Lesser of Ln 35 or Ln 38) |  |  | 0
Development of Cost of Preferred Stock
| Preferred Stock |  |  | Average
40 | 0% Series - 0 - Dividend Rate (p. 250-251. 7 & 10.a) | 0% | 0%
41 | 0% Series - 0 - Par Value (p. 250-251. 8.c) | 0 | 0
42 | 0% Series - 0 - Shares O/S (p.250-251. 8 & 11.e) | 0 | 0
43 | 0% Series - 0 - Monetary Value (Ln 41 * Ln 42) | 0 | 0 | 0
44 | 0% Series - 0 - Dividend Amount (Ln 40 * Ln 43) | 0 | 0 | 0
45 | 0% Series - - Dividend Rate (p. 250-251.a)
46 | 0% Series - - Par Value (p. 250-251.c)
47 | 0% Series - - Shares O/S (p.250-251. e)
48 | 0% Series - - Monetary Value (Ln 46 * Ln 47) | 0 | 0 | 0
49 | 0% Series - - Dividend Amount (Ln 45 * Ln 48) | 0 | 0 | 0
50 | 0% Series - - Dividend Rate (p. 250-251.a)
51 | 0% Series - - Par Value (p. 250-251.c)
52 | 0% Series - - Shares O/S (p.250-251.e)
53 | 0% Series - - Monetary Value (Ln 51 * Ln 52) | 0 | 0 | 0
54 | 0% Series - - Dividend Amount (Ln 50 * Ln 53) | 0 | 0 | 0
55 | Balance of Preferred Stock (Lns 43, 48, 53) | 0 | 0 | 0 | Year End Total Agrees to FF1 p.112, Ln 3, col (c ) & (d)
56 | Dividends on Preferred Stock (Lns 44, 49, 54) | 0 | 0 | 0
57 | Average Cost of Preferred Stock (Ln 56/55) | 0% | 0%

## WPCo WS N - Sale of Plant Held
AEP East Companies
Cost of Service Formula Rate Using 2013 FF1 Balances
Worksheet N - Gains (Losses) on Sales of Plant Held For Future Use
WHEELING POWER COMPANY
Note: Gain or loss on plant held for future are recorded in accounts 411.6 or 411.7 respectiviely. Sales will be funtionalized based on the description of that asset. Sales of transmission assets will be direct assigned; sales of general assets will be functionalized on labor. Sales of plant held for future use related to generation or distribution will not be included in the formula.
| (A) | (B) | ( C ) | (D) | (E) | (F) | (G) | (H) | (I)
|  |  | Function (T) or (G) |  |  |  | Functional Allocator | Functionalized Proceeds | FERC
Line | Date | Property Description |  | Basis | Proceeds | (Gain) / Loss |  |  | Account
|  |  | T = Transmission |  |  |  |  | (Gain) / Loss
G = General
1 | [5 empty] | 0 | 0% | 0
2 | [5 empty] | 0 | 0% | 0
3 | [5 empty] | 0 | 0% | 0
4 |  |  |  | Net (Gain) or Loss for 2013 |  | 0 |  | 0

## WPCo -WS O
AEP East Companies
Cost of Service Formula Rate Using 2013 FF1 Balances
Worksheet O - Calculation of Postemployment Benefits Other than Pensions Expenses Allocable to Transmission Service
WHEELING POWER COMPANY
| Total AEP East Operating Company PBOP Settlement Amount |  |  | 30000000
Allocation of PBOP Settlement Amount for 2013
Total Company Amount
|  | Actual Expense (Including AEPSC Billed OPEB) | Ratio of Company Actual to Total | Allocation of PBOB Recovery Allowance |  |  |  | One Year Functional Expense (Over)/Under
[5 empty] | Labor Allocator for 2013 |  | Allowable Expense
Line# | Company |  |  |  |  | Actual Expense
|  | (A) | (B)=(A)/Total (A) | (C )=(B) * 30000000 | (D) | (E)=(A) * (D) | (F)=(C) * (D) | (G)=(E) - (F)
(Line 14)
1 | APCo | -4215558.55 | 48.37% | 14511689 | 7.115% | -299950.5343 | 1032553.2944 | -1332503.8286
2
3 | I&M | -3395589.87 | 38.96% | 11689019 | 3.672% | -124684.8864 | 429216.7377 | -553901.6242
4 | KPCo | -1089175.16 | 12.5% | 3749390 | 10.34% | -112568.0156 | 387505.5249 | -500073.5405
5 | KNGP | -91188.96 | 1.046% | 313910 | 12.88% | -11742.952 | 40424.0826 | -52167.0345
6 | OPCo | 191907.82 | -2.202% | -660626 | 6.682% | 12822.7255 | -44141.1187 | 56963.8443
7 | WPCo | -115215 | 1.322% | 396617 | 7.229% | -8328.4309 | 28669.8543 | -36998.2851
8 | Sum of Lines 1 to 7 | -8714819.72 |  | 30000000 |  | -544452.0936 | 1874228.3751 | -2418680.4687
Detail of Actual PBOP Expenses to be Removed in Cost of Service
|  |  | APCo |  | I&M | KPCo | KNGSPT | OPCo | WPCo | AEP East Total
9 | Direct Charged PBOP Expense per Actuarial Report |  | -4054293 |  | -3376008 | -1007225 | -81745 | -4165372 | -103680 | -12788323
10 | Additional PBOP Ledger Entries (from Company Records) |  | 223423.45 |  | 257059.13 | -0.16 | 0.04 | 4866604.82 | 0
11 | Medicare Subsidy |  | 0 |  | 0 | 0 | 0 | 0 | 0 | 0
12 | Net Company Expense (Ln 9 + Ln 10 + Ln 11) |  | -3830869.55 |  | -3118948.87 | -1007225.16 | -81744.96 | 701232.82 | -103680 | -7441235.72
0
13 | PBOP Expenses From AEP Service Corporation (from Company Records) |  | -384689 |  | -276641 | -81950 | -9444 | -509325 | -11535 | -1273584
14 | Company PBOP Expense (Ln 12 + Ln 13) |  | -4215558.55 |  | -3395589.87 | -1089175.16 | -91188.96 | 191907.82 | -115215 | -8714819.72

## WPCo-WS P Dep. Rates
AEP EAST COMPANIES
PJM FORMULA RATE
WORKSHEET P - TRANSMISSION DEPRECIATION RATES
EFFECTIVE AS OF 1/1/2009
FOR SINGLE JURISDICTION COMPANIES
WHEELING POWER COMPANY
PLANT
| ACCT. | RATES
Note 1
TRANSMISSION PLANT
Structures & Improvements | 352 | 2.7%
Station Equipment | 353 | 2.7%
Towers & Fixtures | 354 | 2.7%
Poles & Fixtures | 355 | 2.7%
Overhead Conductors | 356 | 2.7%
Underground Conduit | 357 | 2.7%
Underground Conductors | 358 | 2.7%
Trails & Roads | 359 | 2.7%
Note 1: Rates Approved in WV Public Service Commission Case No. PSC 90-243-E-42T.
General Note:
Per the terms of the settlement in this case, AEP will make a 205 filing whenever a company's rates are changed by their commission(s), or if the methodology to calculate the jurisdictional allocator in multiple-state companies changes. Changes in the allocation factors will not necessitate a 205 filing.